## Versions
WORKBOOK VERSIONS
This workbook may be periodically updated to correct any errors or improve usability.
The date of the last update is listed below:
Version 1 - April 3, 2026

## Purpose_of_Workbook
PURPOSE OF THIS WORKBOOK
This workbook helps municipal public water supply utilities compile consistent, long range planning-level information to support the decadal update of their water supply plans. In the Twin Cities metropolitan area, these plans are a required part of the community’s comprehensive plan. The completed workbook will be uploaded to the Minnesota Department of Natural Resources (DNR) online water supply plan form and will supplement other, more qualitative plan information.
The workbook is not intended to be a detailed system design, engineering, or capital improvement plan. Instead, it documents historical and current water supply data that are used to:
- estimate future water demand,
- assess whether the existing system can meet current and future needs at a high level,
- support water accounting and water loss estimates, and
- identify large water users that may be relevant for water efficiency planning or emergency response.
This workbook also auto-calculates useful summary statistics and planning-level graphs (see Tables 14 and 21 for examples). In addition to meeting DNR and Metropolitan Council planning requirements, many utilities may find that the summarized information and calculated metrics in this workbook are useful for internal planning discussions and for coordination with community planners and neighboring water suppliers.
Important note about data organization
You may notice that information in this workbook is organized differently than in your utility’s internal plans or records. This structure is intentional and is designed to support summary statistics and graphs as well as consistent reporting and analysis across communities. Some data may appear in a different table than you expect, or terms may be used more broadly than in engineering or operational documents. Table captions and a glossary are provided to help clarify how information should be reported.
WORKBOOK STRUCTURE
The workbook includes 21 tables, grouped into the sections described below.
Information about any agreements with neighboring communities
This section documents any agreements with neighboring communities including retail and wholesale customer communities and communities who are wholesale water providers. Leave blank if you have not agreements with neighboring communities.
Tables in this section:
1. Retail Wholesale Agreements
Meter Information
This section documents how water pumping, purchases, and customer deliveries are measured. Understanding how water is metered helps explain how reported water use data were collected, supports water accounting and water loss estimates, and helps interpret calculations that rely on this data.
Tables in this section:
2. Meters – Customer Data
3. Meters – Source Data
Historic Information
This section documents historical information about the approximate population and population served, water pumped or purchased from different sources, and water delivered to customers for different uses.
Large water users are identified to support water efficiency planning and emergency response considerations. Summary statistics are calculated based on the information provided.
Tables in this section:
4. Historic Population
5. Historic Pumping and Purchases
6. Historic Large Customers
7. Historic Deliveries
8. Historic Summary Calculations
NOTE: Information about retail and wholesale customers is reported in different tables. This reflects differences in the type and level of data typically available (for example, billing data for retail customers versus bulk sales data for wholesale customers).
Current Information
This section documents high-level information about the current water supply system, including treatment, storage, and sources, as designed and typically operated. Summary statistics are calculated to support a general understanding of current system capacity.
Tables in this section:
9. Current Treatment
10. Current Storage
11. Current Sources
12. Current Summary Calculations
Future Information
This section documents planning-level assumptions about:
- future population served,
- water conservation targets, and
- future water demand under baseline, high, and low scenarios.
Tables in this section:
13. Future Population
14. Future Demand – Baseline
15. Future Conservation Targets
16. Future Demand – Adjusted (High and low scenarios)
Planned Infrastructure Information
This section documents high-level information about planned future capacity of the water supply system. Summary statistics compare planned capacity with projected future demand to support long-range planning discussions.
Tables in this section:
17. Planned Treatment
18. Planned Storage
19. Planned Sources
20. Planned Distribution
21. Capacity vs Demand Charts
Several values in this workbook are calculated based on information provided throughout the workbook. Calculations are described in the Calculations worksheet.

## How_to_Use_Workbook
HOW TO USE THIS WORKBOOK
This workbook contains the tables you must complete to update your water supply plan, as required by Minnesota statute 103G.291, Subd. 3.
Completing this workbook will help you meet the data submittal requirements for your water supply plan update.
The information you enter here will also help you complete the online water supply plan form.
The 'Who Uses Workbook' tab describes how local planners/utilities, DNR, and the Met Council will use each worksheet.
Open in a Desktop Version of Microsoft Excel (2016 or more recent) with a Non-contrast Theme, if Possible
This workbook functions best when opened in a desktop version of Microsoft Excel, using a non-contrast theme.
This workbook can also be opened in Google Sheets, but some of the built-in formatting may be lost.
Entering Data
Enter data in cells outlined in bold (light green cells). Pay attention to the units.
Use the "User Comments & Notes" tab if you need to explain or clarify general information. Include detailed notes in worksheets.
Calculated Values
Do not enter data in italicized, medium gray cells. These are calculated automatically using data you provided elsewhere in this workbook.
Italicized, medium gray cells are locked to keep formulas consistent. Use the "User Comments & Notes" tab to explain or clarify information.
Before You Begin - Have These Ready
- Definitions of terms used in this workbook (see glossary tab)
- Planning packet from DNR
- Minnesota Permitting and Reporting System (MPARS) account access (login required)
- Water Conservation Reporting System (ESP Water) account access (login required)
- Public Water Supply Inventory Report included with your latest Sanitary Survey Report sent to you from MDH
- Emergency response plan submitted to EPA (if population >3,300)
- Internal water utility records, billing or metering data, operator knowledge, and past plan data
If Something Doesn't Look Right
Check that complete and correct information is entered in earlier worksheets.
Confirm that inforrmation was reported in the correct units.
Review your entries for typos or blank cells.
When You Are Done
Upload the completed workbook to the online form.
If you are in the Twin Cities metropolitan area, you can save or print as PDF to attach to your comprehensive plan update.
Tips for Using Worksheets
At the top of each worksheet, you'll find:
- What to enter (outlined green cells)
- Which values are calculated (italicized gray cells, no entry)
- Useful data sources to help complete the worksheet
- Troubleshooting guidance
This format is repeated across worksheets to make the workbook easy to follow.

## Who_Uses_Workbook
WHO USES THIS WORKBOOK
Worksheet Tab Name | How Local Planners Use This Worksheet | How DNR Uses This Worksheet | How MC Uses This Worksheet (Twin Cities Metro Area Only)
Purpose of Workbook | No data entry needed - Review for a description of the purpose of this workbook. | DNR does not review this worksheet. | MC does not review this worksheet.
How to Use Workbook | No data entry needed - Review for instructions on how to complete this workbook and how to upload to DNR's website when complete. | DNR does not review this worksheet. | MC does not review this worksheet.
Who Uses Workbook (This Worksheet) | No data entry needed - Review to see how local planners, the DNR, and the Met Council use this workbook. | DNR does not review this worksheet. | MC does not review this worksheet.
User Comments & Notes | Add notes. Use this worksheet for anything you want to explain or flag. Add context that doesn’t fit in other worksheets and share any questions you have for the DNR or the Met Council. | DNR reviews this worksheet for notes about any of the data provided and for questions from the community. | MC reviews this worksheet for notes about any of the data provided and for questions from the community.
1 Retail Wholesale Agreements | Add data about any neighboring communities that receive (retail or wholesale) or provide water. If none, leave blank. | DNR reviews this information and to understand alternative water sources and emergency preparedness. | MC reviews for compatability with neighboring communities' plans.
2 Meters - Customer Data | Add data about customer water meters. | DNR reviews this information and makes recommendations for metering all users. | MC does not review this worksheet.
3 Meters - Source Data | Add data about meters on water sources. | DNR reviews the meter information to make recommendations for installing and maintaining meters, to improve auditing and inform water efficiency efforts. | MC does not review this worksheet.
4 Historic Population | Add data about total population in the community as well as the population served in the community and in any neighboring communities served by the water supply system. | The DNR reviews this information to understand how historical per person water demand is determined, as calculated in Table 8 (Historic Summary Calculations). This, in turn, informs projected demands - a required element of the water supply plan per MS 103G.291, Subd, 3. | MC reviews this for completeness, because it it informs Table 14 (Future Demand - Baseline), which supports minimum requirement 12.1 for water supply. MC also reviews for compatability with neighboring communities' plans, if neighboring communities are served. Staff may also offer technical advisory comments.
5 Historic Pumping & Purchases | Add data about the amount of water pumped and purchased. | The DNR reviews this information for consistency with pumping information reported in the past, and to understand how historical per person water demand is determined, as calculated in Table 8 (Historic Summary Calculations). This, in turn, informs projected demands - a required element of the water supply plan per MS 103G.291, Subd, 3. | MC reviews this for completeness, because it informs Tables 14 (Future Demand - Baseline), which supports minimum requirement 12.1 for water supply. MC also reviews for compatability with neighboring communities' plans, if neighboring communities provide a source of water. Staff may also offer technical advisory comments.
6 Historic Large Users | Add data about the largest water users/customers in your community and approximately how much water they use. | The DNR will review this information to provide recommendations on opportunities for water conservation and as an element of emergency planning. Water conservation, supply and demand reduction measures, and allocation priorities are required elements of the water supply plan per MS 103G.291, Subd. 3. | MC reviews this because it should help inform how the comprehensive plan meets minimum requirement 12.5 for water supply: Describe implementation strategies to support emergency preparedness.
7 Historic Deliveries | Add data about the amount of water delivered to different customers and non-customers in the community and neighboring communities. | The DNR will review this information for consistency with information reported in the past, and to understand how historical per person water demand is calculated. This, in turn, informs projected demands - a required element of the water supply plan per MS 103G.291, Subd, 3. | MC reviews this for completeness, because it it informs Tables 14 (Future Demand - Baseline), which supports minimum requirement 12.1 for water supply. MC also reviews for compatability with neighboring communities' plans, if neighboring communities are served. Staff may also offer technical advisory comments.
8 Historic Summary Calculations | No data entry needed - Review calculations, which will be used in other worksheets. | The DNR will review this information to understand how historical water demand metrics were calculated which, in turn, inform projected demands - a required element of the water supply plan per MS 103G.291, Subd, 3. DNR reviews this as part of its determination of adequacy of the plan to meet the intentions and any requirements of existing DNR permits. | MC reviews this for completeness, because it informs Table 14 (Future Demand - Baseline), which supports minimum requirement 12.1 for water supply. Staff may also offer technical advisory comments.
9 Current Treatment | Add data about current treatment infrastructure. | DNR reviews this information to understand the adequacy of the water supply system and emergency preparedness - required elements of the water supply plan per MS 103G.291, Subd. 3. This information also informs planned improvements. | MC reviews this to ensure the comprehensive plan meets minimum requirement 12.2 for water supply: Include the design capacity, current or typical operating capacity, limitations for existing water supply infrastructure, and status of all water sources. MC also reviews for completeness, because it informs Table 17 (Planned Treatment). Staff may also offer technical advisory comments.
10 Current Storage | Add data about current storage infrastructure. | DNR reviews this information to understand the adequacy of the water supply system and emergency preparedness - required elements of the water supply plan per MS 103G.291, Subd. 3. This information also informs planned improvements. | MC reviews this to ensure the comprehensive plan meets minimum requirement 12.2 for water supply: Include the design capacity, current or typical operating capacity, limitations for existing water supply infrastructure, and status of all water sources. MC also reviews for completeness, because it informs Table 18 (Planned Storage). Staff may also offer technical advisory comments.
11 Current Sources | Add data about current source infrastructure. | DNR reviews this information for consistency with the supplier's permit(s). They also review to understand the adequacy of the water supply system, existing water sources, and emergency preparedness - required elements of the water supply plan per MS 103G.291, Subd. 3. This information also informs planned improvements. | MC reviews this to ensure the comprehensive plan meets minimum requirement 12.2 for water supply: Include the design capacity, current or typical operating capacity, limitations for existing water supply infrastructure, and status of all water sources. MC also reviews for completeness, because it informs Table 19 (Planned Sources). Staff may also offer technical advisory comments.
12 Current Summary Calculations | No data entry needed - Review calculations, which will be used in other worksheets. | DNR reviews to make sure calculations run correctly, as this information helps inform planned improvements. | MC reviews this for completeness, because it informs Tables 19 and 21 (Planned Sources and Capacity vs Demand Charts), which support minimum requirements 12.1 and 12.3 for water supply. Staff may also offer technical advisory comments.
13 Future Population | Add data about projected population and population served. | DNR reviews this information for completeness and consistency with historical data and known interconnections/purchases. This informs projected demands - a required element of the water supply plan per MS 103G.291, Subd, 3. DNR focuses its review for approval of the water supply plan on data ten years into the future. However, planning through 2050 or beyond is encouraged as a planning best practice. | MC reviews this for completeness, because it informs Table 14 (Future Demand - Baseline), which supports minimum requirement 12.1 for water supply. Population forecasts should be consistent with the Met Council forecasts and with the rest of the comprehensive plan. Staff may also offer technical advisory comments.
14 Future Demand - Baseline | No data entry needed - Review calculations, which will be used in other worksheets. | DNR reviews projected demands as a required element of the water supply plan per MS 103G.291, Subd, 3. DNR focuses its review for approval of the water supply plan on data ten years into the future. However, planning through 2050 or beyond is encouraged as a planning best practice. | MC reviews this to ensure the comp plan meets minimum requirement 12.1 for water supply: Include water demand forecasts for all served communities, consistent with the Met Council forecasts for 2030, 2040 and 2050. including completeness and for consistency with forecasts in the rest of the comprehensive plan update. MC also reviews for completeness, because this information informs Table 21 (Capacity vs Demand Charts). Staff may also offer technical advisory comments.
15 Future Conservation Targets | Add data about potential water conservation targets. | The DNR will review this information to provide recommendations on opportunities for water conservation and reduction measures, planned system improvements, and as an element of emergency planning - all required elements of the water supply plan per MS 103G.291, Subd. 3. | MC reviews this for completeness, because it can help inform Table 16 (Future Demand - Adjusted), which supports minimum requirement 12.1 for water supply. Staff may also offer technical advisory comments.
16 Future Demand - Adjusted | Add data to define a range of future water demand. | DNR reviews projected demands as a required element of the water supply plan per MS 103G.291, Subd, 3. DNR focuses its review for approval of the water supply plan on data ten years into the future. However, planning through 2050 or beyond is encouraged as a planning best practice. | MC reviews this to ensure the comprehensive plan meets minimum requirement 12.1 for water supply: Include water demand forecasts for all served communities, consistent with the Met Council forecasts for 2030, 2040 and 2050. including completeness and for consistency with forecasts in the rest of the comprehensive plan update. MC also reviews for completeness, because this information informs Table 21 (Capacity vs Demand Charts). Staff may also offer technical advisory comments.
17 Planned Treatment | Add data about planned changes to treatment infrastructure. | DNR reviews this information for completeness and internal consistency as it relates to the quantity of water and capital improvements included in the plan - required elements of the water supply plan per MS 103G.291, Subd. 3. DNR focuses its review for approval of the water supply plan on data ten years into the future. However, planning through 2050 or beyond is encouraged as a planning best practice. | MC reviews this to ensure the comprehensive plan meets minimum requirement 12.6 for water supply: Describe proposed construction of any planned new water supply infrastructure for 2030, 2040, and 2050. MC also reviews for completeness, because this information informs Table 21 (Capacity vs Demand Charts). Staff may also offer technical advisory comments.
18 Planned Storage | Add data about planned changes to storage infrastructure. | DNR reviews this information to understand planned improvements and emergency preparedness - required elements of the water supply plan per MS 103G.291, Subd. 3. DNR focuses its review for approval of the water supply plan on data ten years into the future. However, planning through 2050 or beyond is encouraged as a planning best practice. | MC reviews this to ensure the comprehensive plan meets minimum requirement 12.6 for water supply: Describe proposed construction of any planned new water supply infrastructure for 2030, 2040, and 2050. Staff may also offer technical advisory comments.
19 Planned Sources | Add data about planned changes to source infrastructure. | DNR reviews this information for consistency with the supplier's permit(s). They also review to understand planned improvements, future water sources, and emergency preparedness - required elements of the water supply plan per MS 103G.291, Subd. 3. DNR focuses its review for approval of the water supply plan on data ten years into the future. However, planning through 2050 or beyond is encouraged as a planning best practice. | MC reviews this to ensure the comprehensive plan meets minimum requirement 12.6 for water supply: Describe proposed construction of any planned new water supply infrastructure for 2030, 2040, and 2050. MC also reviews for completeness, because this information informs Table 21 (Capacity vs Demand Charts). Staff may also offer technical advisory comments.
20 Planned Distribution | Add data about planned changes to distribution infrastructure and and pressure zones. | DNR reviews this information to understand planned improvements - required elements of the water supply plan per MS 103G.291, Subd. 3. DNR focuses its review for approval of the water supply plan on data ten years into the future. However, planning through 2050 or beyond is encouraged as a planning best practice. | MC reviews this to ensure the comprehensive plan meets minimum requirement 12.6 for water supply: Describe proposed construction of any planned new water supply infrastructure for 2030, 2040, and 2050. Staff may also offer technical advisory comments.
21 Capacity vs Demand Charts | No data entry needed - Review calculations, which will be used in other worksheets and to create charts. | DNR reviews this information for consistency with the supplier's permit(s). They also review to understand the adequacy of the water supply system, planned improvements, and future water sources - required elements of the water supply plan per MS 103G.291, Subd. 3. DNR focuses its review for approval of the water supply plan on data ten years into the future. However, planning through 2050 or beyond is encouraged as a planning best practice. | MC reviews this to ensure the comp plan meets minimum requirement 12.3 for water supply: Include the difference between projected demand and existing capacity for 2030, 2040, and 2050. Staff may also offer technical advisory comments.
Glossary | No data entry needed - Review the definitions of terms, to be sure you are entering the correct information in the correct format. | DNR does not review this worksheet. | MC does not review this worksheet.
Units & Conversions | No data entry needed - Review to understand how to report different values in this worksheet, and how to convert between different values. | DNR does not review this worksheet. | MC does not review this worksheet.
Dropdown Lists | Do not use this worksheet. | DNR does not review this worksheet. | MC does not review this worksheet.

## User_Comments_and_Notes
USER COMMENTS & NOTES
Add general comment here about the information provided in this workbook.
Worksheet | Comments
General comments | Add comments that don't apply to a specific worksheet here
1 Retail Wholesale Agreements
2 Meters - Customer Data
3 Meters - Source Data
4 Historic Population
5 Historic Pumping & Purchases
6 Historic Large Users
7 Historic Deliveries
8 Historic Summary Calculations
9 Current Treatment
10 Current Storage
11 Current Sources
12 Current Summary Calculations
13 Future Population
14 Future Demand - Baseline
15 Future Conservation Targets
16 Future Demand - Adjusted
17 Planned Treatment
18 Planned Storage
19 Planned Sources
20 Planned Distribution
21 Capacity vs Demand Charts
Glossary & Acronyms
Units & Conversions
Dropdown Lists

## 1_Retail_Wholesale_Agreements
INSTRUCTIONS: Table 1 - Retail Wholesale Agreements | Enter data in cells outlined in bold (light green cells). This information auto fills cells in Tables 4, 5, 7 and 13. NOTE: Skip this table if you do not have any retail or wholesale customer communities, or any wholesale providers. - Retail customer communities are communities that you provide water supply service to, including delivery and customer billing. - Wholesale customer communities are communities/public water suppliers that you deliver water to in bulk. They then distribute to and bill their residents and other customers. - Wholesale providers are the communities/public water suppliers that deliver water to your community. Your community then distributes to your residents and other customers. Refer to existing resources to inform this section. Update the information as needed to reflect current data and future planning assumptions. - Water meter and billing data for water delivered to retail and wholesale customers. - Table 3 in your previous DNR-approved water supply plan may identify a wholesale customer community as a a large volume user. - MDH source water assessment databse may identify wholesale providers (https://www.health.state.mn.us/communities/environment/water/swp/swa.html) - Water supply system operators' records and experience. Review data. - Review the data in this table to find and correct any errors.
Table 1. Communities that your public water supply system has water service agreements with. Includes retail customer communities, wholesale customer communities, and wholesale providers. This table is blank if there are no retail or wholesale customer communities or wholesale providers.
Retail customer community name | Wholesale customer community name | Wholesale provider community name | Notes

## 2_Meters_Customer_Data
INSTRUCTIONS: Table 2 - Meters for Customer Data | Enter data in cells outlined in bold (light green cells). - Pay attention to the units. - Include a row for each customer category. Be consistent with the customer categories you report in the online water supply form. - If you use multiple types of meters for a customer category, select "other - described in notes" and describe your meter types for that customer category in the notes. - Do NOT enter data in italicized, medium gray cells. Values in these cells are calculated based on data in outlined green cells. Refer to existing resources to inform this section. Update the information as needed to reflect current data and future planning assumptions. - Table 23 in your previous DNR-approved water supply plan provides some information about the number of customer, metered connections, automated meter readers, and testing inverval for different customer categories. - Table 2 in your previous DNR-approved water supply plan provides some information about total connections. If all of your customers are metered, total connections should be the same as metered connections in this table. If some of your customers are not metered, total connections will be larger than metered connections. - Water supply system operators' records and experience. - American Water Works Association (AWWA) standards for calibration of meters for customer service, based on your meter type(s). Review data. - Review the data in this table to find and correct any errors. Pay particular attention to units. - Review calculated data in italicized, medium gray cells to be sure they make sense. Values in these cells are calculated based on data you enter in outlined green cells. If a calculation is not working, check that data in green cells has been entered correctly.
Table 2: Information about how customer water demand is metered. This information is used to understand how water use is measured and reported by customer category, support water accounting and water loss estimates, and identify uncertainty in reported water use. Metering information helps interpret calculations that rely on these data.
Customer billing category (choose from dropdown) | Type of meter used for this customer category (choose from dropdown) | Number of customers | Number of metered connections | Number of remotely read meters | Meter testing frequency (years) | Average age of meters (years) | Meter replacement frequency (years) | Meter calibration frequency (years) | Did your last meter recalibration show you meet AWWA standards for accuracy for your meter type? | Notes
TOTAL | NA | 0 | 0 | 0 | Not Applicable | Not Applicable | Not Applicable | Not Applicable | Not Applicable

## 3_Meters_Source_Data
INSTRUCTIONS: Table 3 - Meters for Source Data | Enter data in cells outlined in bold (light green cells). - Pay attention to the units. - Include a row for each water supply source installation or facility. Include all wells, surface water intakes, and interconnections with neighbors individually, even if they aren't currently metered. You may also include metering points in the water treatment and distribution system. Refer to existing resources to inform this section. Update the information as needed to reflect current data and future planning assumptions. - Table 24 of your previous DNR-approved water supply plan provides some, but not all, of the information needed about water source meters including number, testing schedule, and average age. - Water supply system operators' records and experience. - American Water Works Association (AWWA) standards for meter calibration, based on your meter type(s). Review data. Review the data in this table to find and correct any errors. Pay particular attention to units.
Table 3: Information about how water supply is metered before it reaches customers. This information is used to understand how the amount of water pumped from sources, treated, and distributed is measured and reported, to support water accounting and water loss estimates, and to identify uncertainty in reported water volumes. Knowing how sources are metered helps interpret calculations that rely on this data.
Name of installation or facility | Type of installation or facility (choose from dropdown) | Meter ID | Type of meter (choose from dropdown) | Meter testing frequency (years) | Age (years) (based on year installed or last replaced) | Meter replacement frequency (years) | Meter calibration frequency (years) | Did your last meter recalibration show you meet AWWA standards for accuracy for your meter type? | Notes

## 4_Historic_Population
INSTRUCTIONS: Table 4 - Historic Population | Enter data in cells outlined in bold (light green cells). - Pay attention to the units. - Report data for years that the data is available. For example, if plan is completed before 2028, don't report data for 2028. - Include information for each retail customer community, if applicable. Retail customer communities are communities that you provide water supply service to, including delivery and customer billing. Leave blank if you have no retail customer communities. - Do NOT enter data in cell that are not outlined (italicized, medium gray cells). Values in these cells are calculated based on data in outlined green cells. Refer to existing resources to inform this section. Update the information as needed to reflect current data and future planning assumptions. - Table 2 in your previous DNR-approved water supply plan provides information about total population served. - Water supply system operators records and experience. - Water meter and billing data as available to determine the population served. - The MN demographer has historical population and household data (https://mn.gov/admin/demography/data-by-topic/population-data/our-estimates/pop-finder2.jsp). - The Metropolitan Council has population, household and employment information for some years for communities in the 7-county Twin Cities metropolitan area (https://stats.metc.state.mn.us/data_download/DD_start.aspx). Review data. - Review the data in this table to find and correct any errors. Pay particular attention to units. - Review calculated data in the italicized, medium gray cells to be sure they make sense. Values in these cells are calculated based on data you enter in outlined green cells. If a calculation is not working, check that data in green cells was entered correctly. Scroll down to view chart based on the calculations in this worksheet.
Table 4. Estimated historic community population (number of people living in the community) and the number of people served by the public water supply system (in the community and in any neighoring communities who get water from the system). This includes any retail customer communities that you provide water supply service to.
Year | Population living in your community | Population served in your community by the public water supply system | Total population served by the public water supply system (includes people in the community plus people in any retail customer communities) | Notes | FALSE | FALSE | FALSE | FALSE | FALSE | FALSE | FALSE | FALSE | FALSE | FALSE | FALSE | Scale for left axis on chart | Scale for right axis on chart
2016 |  |  | 0 | [12 empty] | 0 | 0
2017 |  |  | 0 | [12 empty] | 0 | 0
2018 |  |  | 0 | [12 empty] | 0 | 0
2019 |  |  | 0 | [12 empty] | 0 | 0
2020 |  |  | 0 | [12 empty] | 0 | 0
2021 |  |  | 0 | [12 empty] | 0 | 0
2022 |  |  | 0 | [12 empty] | 0 | 0
2023 |  |  | 0 | [12 empty] | 0 | 0
2024 |  |  | 0 | [12 empty] | 0 | 0
2025 |  |  | 0 | [12 empty] | 0 | 0
2026 |  |  | 0 | [12 empty] | 0 | 0
2027 |  |  | 0 | [12 empty] | 0 | 0
2028 |  |  | 0 | [12 empty] | 0 | 0
10-year average (2016-2025) | #DIV/0! | #DIV/0! | #DIV/0! |  | #DIV/0! | #DIV/0! | #DIV/0! | #DIV/0! | #DIV/0! | #DIV/0! | #DIV/0! | #DIV/0! | #DIV/0! | #DIV/0! | #DIV/0!
Chart showing the
trend in population
served by the
public water supply
system.

## 5_Historic_Pumping_Purchases
INSTRUCTIONS: Table 5 - Historic Pumping & Purchases | Enter data in cells outlined in bold (light green cells). - Pay attention to the units. - Report data for years that the data is available. For example, if plan is completed before 2028, don't report data for 2028. - Include information for each wholesale provider, if applicable. Wholesale providers are the communities/public water suppliers that deliver water to your community. Your community then distributes to your residents and other customers. Leave blank if you have no wholesale providers. - Do NOT enter data in italicized, medium gray cells. Values in these cells are calculated based on data in outlined green cells. Refer to existing resources to inform this section. Update the information as needed to reflect current data and future planning assumptions. - Table 2 in your previous DNR-approved water supply plan provides information about total and maximum day water pumped, although the units need to be coverted from million gallons to gallons. - Your DNR planning packet includes useful information, including monthly pumping volumes. - Historical information for your system is available in the DNR databases ESPWater and MPARS. A login is required. - Water meter and billing data as available to determine the amount of water purchased from wholesale providers. Review data. - Review the data in this table to find and correct any errors. Pay particular attention to units. - Review calculated data in italicized, medium gray cells to be sure they make sense. Values in these cells are calculated based on data you enter in outlined green cells. If a calculation is not working, check that data in green cells has been entered correctly. Scroll down to view chart based on the calculations in this worksheet.
Table 5. Summary of historic water pumped as well as any water purchased as bulk (wholesale) from neighboring communities/public water supply systems. Some may refer to purchases as water "import". Wholesale providers are the communities/public water suppliers that deliver water to your community. Your community then distributes to and bills your residents and other customers.
Year | Total water pumped (gallons per year) | Total water pumped from November-April (gallons per year) | Total water pumped from May-October (gallons per year) | Maximum day water pumped (gallons per day) | Date maximum day water was pumped | Total water pumped, as well as any water purchased from any wholesale providers (gallons per year) | Notes | FALSE | FALSE | FALSE | FALSE | FALSE | Scale for left axis on chart | Scale for right axis on chart
2016 | [5 empty] | 0 | [6 empty] | 0 | 0
2017 | [5 empty] | 0 | [6 empty] | #DIV/0! | #DIV/0!
2018 | [5 empty] | 0 | [6 empty] | #DIV/0! | #DIV/0!
2019 | [5 empty] | 0 | [6 empty] | #DIV/0! | #DIV/0!
2020 | [5 empty] | 0 | [6 empty] | #DIV/0! | #DIV/0!
2021 | [5 empty] | 0 | [6 empty] | #DIV/0! | #DIV/0!
2022 | [5 empty] | 0 | [6 empty] | #DIV/0! | #DIV/0!
2023 | [5 empty] | 0 | [6 empty] | #DIV/0! | #DIV/0!
2024 | [5 empty] | 0 | [6 empty] | #DIV/0! | #DIV/0!
2025 | [5 empty] | 0 | [6 empty] | #DIV/0! | #DIV/0!
2026 | [5 empty] | 0 | [6 empty] | #DIV/0! | #DIV/0!
2027 | [5 empty] | 0 | [6 empty] | #DIV/0! | #DIV/0!
2028 | [5 empty] | 0 | [6 empty] | #DIV/0! | #DIV/0!
10-year average (2016-2025) | #DIV/0! | #DIV/0! | #DIV/0! | #DIV/0! | Not applicable | #DIV/0! |  | #DIV/0! | #DIV/0! | #DIV/0! | #DIV/0! | #DIV/0!
Chart showing the
trend in the amount
of water pumped
and purchased
from any wholesale
providers.

## 6_Historic_Large_Users
INSTRUCTIONS: Table 6 - Historic Large Users | Enter data in cells outlined in bold (light green cells). - Pay attention to the units. - Include a row for each large water user user or customer. If the customer is an individual, just note" Individual water customer" and do not include names. - Do NOT enter data in italicized, medium gray cells. Values in these cells are calculated based on data in outlined green cells. Refer to existing resources to inform this section. Update the information as needed to reflect current data and future planning assumptions. - Table 3 in your previous DNR-approved water supply plan may provide a starting point for this information, although customers may have changed over the life of that plan. - Historical information for your system is available in the DNR databases ESPWater and MPARS. A login is required. - Water meter and billing data as available to identify the largest water volume users. Review data. - Review the data in this table to find and correct any errors. Pay particular attention to units. - Review calculated data in italicized, medium gray cells to be sure they make sense. Values in these cells are calculated based on data you enter in outlined green cells. If a calculation is not working, check that data in green cells has been entered correctly.
Table 7: The 20 largest volume water users in 2025. This information can help estimate water use for different purposes (including residential water use by commercial and institutional customers) and support conservation planning. For example, it may be used to prioritze users during a water shortage (see water allocation priorites defined in the glossary).
Rank (1=highest) | Large volume user or customer name | Customer billing category (choose from dropdown) | Total gallons purchased in 2025 (gallons per year) | Percent of total 2025 annual demand | Do you have an agreement in place or customer contract language around the actions the PWS and the customer will take if a water supply emergency is declared? (choose from dropdown) | Have you worked with this customer to improve water efficiency (offered rebates, education, referral to MnTAP, other)? (choose from dropdown) | Notes
0 | TOTAL | Not applicable - no total | 0 | #DIV/0! | Not applicable - no total | Not applicable - no total | Not applicable - no total
1 |  |  |  | #DIV/0!
2 |  |  |  | #DIV/0!
3 |  |  |  | #DIV/0!
4 |  |  |  | #DIV/0!
5 |  |  |  | #DIV/0!
6 |  |  |  | #DIV/0!
7 |  |  |  | #DIV/0!
8 |  |  |  | #DIV/0!
9 |  |  |  | #DIV/0!
10 |  |  |  | #DIV/0!
11 |  |  |  | #DIV/0!
12 |  |  |  | #DIV/0!
13 |  |  |  | #DIV/0!
14 |  |  |  | #DIV/0!
15 |  |  |  | #DIV/0!
16 |  |  |  | #DIV/0!
17 |  |  |  | #DIV/0!
18 |  |  |  | #DIV/0!
19 |  |  |  | #DIV/0!
20 |  |  |  | #DIV/0!

## 7_Historic_Deliveries
INSTRUCTIONS: Table 7 - Historic Deliveries | Enter data in cells outlined in bold (light green cells). - Pay attention to the units. - Report data for years that the data is available. For example, if plan is completed before 2028, don't report data for 2028. - To report estimated water demand by unmetered purposes, consider water used for water supplier services (flushing water mains and hydrants) and for public facilities like irrigation or pools in public parks. - Include information for each wholesale customer community, if applicable. Wholesale customer communities are communities/public water suppliers that you deliver water to. They then distribute to and bill their residents and other customers. Leave blank if no wholesale customer communities. - Do NOT enter data in italicized, medium gray cells. Values in these cells are calculated based on data in outlined green cells. Refer to existing resources to inform this section. Update the information as needed to reflect current data and future planning assumptions. - Tables 2 and 3 in your previous DNR-approved water supply plan provide some information about total wholesale deliveries, water supplier services, residential, and unmetered water. - Information in Table 6 (Historic Large Users) may be helpful to estimate total water demand by residential purposes by commercial/institutional customers in your community (examples: apartment buildings, school dormitories, senior living facilities, or other customers who use water for people to cook, bathe, etc.). Or you could estimate based on an assumed percentage of commercial/institutional water is used for residential purposes. Leave this blank if you don't have a solid estimate for a given year. However, having this data will help you calculate a more accurate estimate of high priority residential water use. - Your DNR planning packet may include useful information. - Historical information for your system is available in the DNR databases ESPWater and MPARS. A login is required. - Water meter and billing data as available to determine the amount of water delivered to different customers (this is not the same as the water pumped from sources). Review data. - Review the data in this table to find and correct any errors. Pay particular attention to units. - Review calculated data in italicized, medium gray cells to be sure they make sense. Values in these cells are calculated based on data you enter in outlined green cells. If a calculation is not working, check to be sure data in green cells has been entered correctly.
Table 6. Summary of historic water delievered to customers of the public water supply system and as bulk (wholesale) delivery to neighboring communities. This is not the same as the water that is pumped out of sources - it is the water that leaves the treatment plant and is delivered to customer and non-customer users. Wholesale customer communities are communities/public water suppliers that you deliver water to. Some may refer to this as water "export". Wholesale customers then distribute water to and bill their residents and other customers.
Year | Total water delivered (gallons per year) | Total water delivered to residential water customers in your community and to retail customer communities (gallons per year) | Estimated total water delivered for residential purposes by commerical/institutional customers in your community (gallons per year) (leave blank if unknown/not tracked) | Total water delivered to commercial/ industrial/institutional water customers in your community - excluding residential purposes (gallons per year) | Estimated total water delivered for unmetered purposes in your community (gallons per year) | Total water delivered to wholesale customer communities (gallons per year) | Notes | FALSE | FALSE | FALSE | FALSE | FALSE | FALSE
2016 | 0 |  |  |  |  | 0
2017 | 0 |  |  |  |  | 0
2018 | 0 |  |  |  |  | 0
2019 | 0 |  |  |  |  | 0
2020 | 0 |  |  |  |  | 0
2021 | 0 |  |  |  |  | 0
2022 | 0 |  |  |  |  | 0
2023 | 0 |  |  |  |  | 0
2024 | 0 |  |  |  |  | 0
2025 | 0 |  |  |  |  | 0
2026 | 0 |  |  |  |  | 0
2027 | 0 |  |  |  |  | 0
2028 | 0 |  |  |  |  | 0
10-year average (2016-2025) | #DIV/0! | #DIV/0! | #DIV/0! | #DIV/0! | #DIV/0! | #DIV/0! |  | #DIV/0! | #DIV/0! | #DIV/0! | #DIV/0! | #DIV/0! | #DIV/0!

## 8_Historic_Summary_Calculations
INSTRUCTIONS: Table 8 - Historic Summary Calculations | Enter notes in cells outlined in bold (light green cells). Review data. - You do not need to enter data in this worksheet. The values in italicized, medium gray cells are calculated based on data you entered in previous worksheets. - Review the data in this table to find and correct any errors. Pay particular attention to units. If a calculation is not working, check to be sure data in outlined green cells has been entered correctly. Scroll down to view charts that are based on the calculations in this worksheet.
Table 8. Calculated water demand values based on population, water deliveries, and the amount of water pumped and purchased from any wholesale providers. This information informs future water demand estimates, capital improvement planning, and water efficiency strategies.
Year | Average day water demand (gallons per day) | Total water demand per person (gallons per person per day) | Residential water demand per person (gallons per person per day) | Ratio of maximum day to average day demand | Real and apparent water losses (gallons per year) (a negative value indicates deliveries are greater than pumping and purchases) | Real and apparent water losses (percent) | Estimated indoor water demand (percent) | Estimated outdoor water demand (percent) | Estimated indoor demand (gallons per year) | Estimated outdoor demand (gallons per year) | Estimated indoor water demand per person (gallons per person per day) | Estimated outdoor water demand per person (gallons per person per day) | Notes
2016 | 0 | #DIV/0! | #DIV/0! | #DIV/0! | 0 | #DIV/0! | #DIV/0! | #DIV/0! | 0 | 0 | #DIV/0! | #DIV/0!
2017 | 0 | #DIV/0! | #DIV/0! | #DIV/0! | 0 | #DIV/0! | #DIV/0! | #DIV/0! | 0 | 0 | #DIV/0! | #DIV/0!
2018 | 0 | #DIV/0! | #DIV/0! | #DIV/0! | 0 | #DIV/0! | #DIV/0! | #DIV/0! | 0 | 0 | #DIV/0! | #DIV/0!
2019 | 0 | #DIV/0! | #DIV/0! | #DIV/0! | 0 | #DIV/0! | #DIV/0! | #DIV/0! | 0 | 0 | #DIV/0! | #DIV/0!
2020 | 0 | #DIV/0! | #DIV/0! | #DIV/0! | 0 | #DIV/0! | #DIV/0! | #DIV/0! | 0 | 0 | #DIV/0! | #DIV/0!
2021 | 0 | #DIV/0! | #DIV/0! | #DIV/0! | 0 | #DIV/0! | #DIV/0! | #DIV/0! | 0 | 0 | #DIV/0! | #DIV/0!
2022 | 0 | #DIV/0! | #DIV/0! | #DIV/0! | 0 | #DIV/0! | #DIV/0! | #DIV/0! | 0 | 0 | #DIV/0! | #DIV/0!
2023 | 0 | #DIV/0! | #DIV/0! | #DIV/0! | 0 | #DIV/0! | #DIV/0! | #DIV/0! | 0 | 0 | #DIV/0! | #DIV/0!
2024 | 0 | #DIV/0! | #DIV/0! | #DIV/0! | 0 | #DIV/0! | #DIV/0! | #DIV/0! | 0 | 0 | #DIV/0! | #DIV/0!
2025 | 0 | #DIV/0! | #DIV/0! | #DIV/0! | 0 | #DIV/0! | #DIV/0! | #DIV/0! | 0 | 0 | #DIV/0! | #DIV/0!
2026 | 0 | #DIV/0! | #DIV/0! | #DIV/0! | 0 | #DIV/0! | #DIV/0! | #DIV/0! | 0 | 0 | #DIV/0! | #DIV/0!
2027 | 0 | #DIV/0! | #DIV/0! | #DIV/0! | 0 | #DIV/0! | #DIV/0! | #DIV/0! | 0 | 0 | #DIV/0! | #DIV/0!
2028 | 0 | #DIV/0! | #DIV/0! | #DIV/0! | 0 | #DIV/0! | #DIV/0! | #DIV/0! | 0 | 0 | #DIV/0! | #DIV/0!
10-year average (2016-2025) | #DIV/0! | #DIV/0! | #DIV/0! | #DIV/0! | #DIV/0! | #DIV/0! | #DIV/0! | #DIV/0! | #DIV/0! | #DIV/0! | #DIV/0! | #DIV/0!
10-year maximum (2016-2025) | 0 | 0 | 0 | 0 | 0 | 0% | 0% | 0% | 0 | 0 | 0 | 0
Charts showing
trends in various
water demand
factors. May be
used to inform
future plans.

## 9_Current_Treatment
INSTRUCTIONS: Table 9 - Current Treatment | Enter data in cells outlined in bold (light green cells). - Pay attention to the units. - Include a row for each facility including treatment plants and any well that provide partial treatment such as chlorine or fluoride. - When reporting maximum hours a day the plant can operate, exclude downtime for filter backwashing and maintenance. Refer to existing resources to inform this section. Update the information as needed to reflect current data and future planning assumptions. - Table 4 in your previous DNR-approved water supply plan provides some information to help complete this table including treatment site ID/name, year constructed, and capacity. - Historical information for your system is available in the DNR databases ESP Water and MPARS. A login is required. - Your Public Water Supply Inventory Report included with your latest Sanitary Survey Report sent to you from MDH may include this information. - Water supply system operators' records and experience. Review data. - Review the data in this table to find and correct any errors. Pay particular attention to units.
Table 9. Information about water treament at treatment plants and wells. This information helps estimate current water supply system capacity and capital improvement planning.
Name of facility | Facility ID (MNDWIS ID) | Type of treatment facility (choose from dropdown) | Year constructed | Status (choose from dropdown) | Design capacity (gallons per day) | Current/ typical operating capacity (2021-2025) (gallons per day) | Max # hours a day the plant can operate | Notes about limitations other than design capacity | Additional notes (example: can the plant bypass well water without filtration?)

## 10_Current_Storage
INSTRUCTIONS: Table 10 - Current Storage | Enter data in cells outlined in bold (light green cells). - Pay attention to the units. - Include a row for each facility. - When reporting design capacity of storage, it is assumed to be the same as current/typical operating capacity. Refer to existing resources to inform this section. Update the information as needed to reflect current data and future planning assumptions. - Table 5 in your previous DNR-approved water supply plan has some information to help complete this table including name, type, year constructed, and capacity. - Historical information for your system is available in the DNR databases ESPWater and MPARS. A login is required. - Your Public Water Supply Inventory Report included with your latest Sanitary Survey Report sent to you from MDH may include this information. - Water supply system operators' records and experience. Review data. - Review the data in this table to find and correct any errors. Pay particular attention to units.
Table 10. Information about water storage. This information helps estimate current water system capacity and capital mprovement planning.
Name of facility | Facility ID (MNDWIS ID) | Type of storage (choose from dropdown) | Year constructed | Status (choose from dropdown) | Design capacity (gallons) | Limitations other than design capacity | Additional notes

## 11_Current_Sources
INSTRUCTIONS: Table 11 - Current Sources | Enter data in cells outlined in bold (light green cells). - Pay attention to the units. - Include a row for each water source facility. - When reporting the name of facility where water is withdrawn/pumped, include all wells, surface water intakes (pumps), and interconnection points (pump stations, pressure reducing valve stations, meter pit stations, or unmetered valves). - When reporting the name of of the water source, specify the aquifer, surface water, or interconnected community or public water supply system. - When reporting the current/typical operating capacity, consider any physical issues with pumping over a certain rate, or any interconnection agreement limitations. For example, you may enter your 'turndown' pumping rate (using a variable frequency drive (VFD) to reduce speed and pumping rate to have less interference with adjacent wells). - When including notes, consider water quality issues, sand pumping issues, interference issues, permit or agreement limits, distribution system limits, or others. - Do NOT enter data in italicized, medium gray cells. Values in these cells are calculated based on data in outlined green cells. Refer to existing resources to inform this section. Update the information as needed to reflect current data and future planning assumptions. - Table 6 in your previous DNR-approved water supply plan has some information to help complete this table including facility and resource name, type, year constructed, status, and capacity. - Your DNR planning packet may include useful information. - Historical information for your system is available in the DNR databases ESPWater and MPARS. A login is required. - Your Public Water Supply Inventory Report included with your latest Sanitary Survey Report sent to you from MDH. - Records of historical pumping rates, aquifer tests, or other system performance analyses can inform reported current/typical operating capacity values. - Water supply system operators' records and experience. Review data. - Review the data in this table to find and correct any errors. Pay particular attention to units.
Table 11. Information about water supply sources including points where water is withdrawn (pumped) from sources such as wells and intake structures/pumping stations. For water supply systems that use surface water sources, this table may also include surface water bodies or watersheds that contribute flow to your intake structure or pumping station. This information helps estimate current water system capacity and capital improvement planning.
Name of facility where water is withdrawn/pumped (use PWS well or facility name) | Facility ID (PWS ID, MN unique well number, or intake ID) | Name of water source (specific aquifer, surface water, interconnected community name) | Type of water source (choose from dropdown) | Facility purpose (choose from dropdown) | Year constructed | Status (choose from dropdown) | Design capacity (gallons per minute) | Design capacity (gallons per day) | Current/ typical operating capacity (gallons per minute) (example: 2021-2025 average) | Current/ typical operating capacity (gallons per day) (example: 2021-2025 average) | Does this source pump to a treatment plant? Note: By law, untreated surface water cannot be pumped directly to distribution and must be treated | Appropriation permit limit (gallons per day) Leave blank if unknown or does not apply | Appropriation permit limit (gallons per year) Leave blank if unknown or does not apply | Notes about limitations other than design capacity, such as any operational limits or protocols to use the source (example: emergency interconnections require approval before use) | Additional context or clarifying notes
[8 empty] | 0 |  | 0
[8 empty] | 0 |  | 0
[8 empty] | 0 |  | 0
[8 empty] | 0 |  | 0
[8 empty] | 0 |  | 0
[8 empty] | 0 |  | 0
[8 empty] | 0 |  | 0
[8 empty] | 0 |  | 0
[8 empty] | 0 |  | 0
[8 empty] | 0 |  | 0
[8 empty] | 0 |  | 0
[8 empty] | 0 |  | 0
[8 empty] | 0 |  | 0
[8 empty] | 0 |  | 0
[8 empty] | 0 |  | 0
[8 empty] | 0 |  | 0
[8 empty] | 0 |  | 0
[8 empty] | 0 |  | 0
[8 empty] | 0 |  | 0
[8 empty] | 0 |  | 0
[8 empty] | 0 |  | 0
[8 empty] | 0 |  | 0
[8 empty] | 0 |  | 0
[8 empty] | 0 |  | 0
[8 empty] | 0 |  | 0
[8 empty] | 0 |  | 0
[8 empty] | 0 |  | 0
[8 empty] | 0 |  | 0
[8 empty] | 0 |  | 0
[8 empty] | 0 |  | 0
[8 empty] | 0 |  | 0

## 12_Current_Summary_Calculations
INSTRUCTIONS: Table 12 - Current Summary Calculations | Enter data in cells outlined in bold (light green cells). - If desired, add any notes to suggest a different value than the one calculated and explain why. - Do NOT enter data in italicized, medium gray cells. Values in these cells are calculated based on data in outlined green cells. Review data. - Review the data in this table to find and correct any errors. Pay particular attention to units.
Table 12. Approximate current capacity of the water supply system, based on information provided about water treatment, storage, and sources. This information provides a rough, high-level planning estimate of current capacity, to support comparison with estimated future demand and inform long-range planning.
Factor | Calculated value | Notes
Number of active source installations that pump to the treatment plant | 0
Number of emergency source installations that pump to the treatment plant | 0
Number of active source installations that do not pump to the treatment plant and instead go directly to distribution | 0
Number of emergency source installations that do not pump to the treatment plant and instead go directly to distribution | 0
Total current/typical operating capacity of all active and emergency source installations that go to the treatment plant (gallons per day) | 0
Total current/typical operating capacity of all active and emergency source installations that do not go to the treatment plant (gallons per day) | 0
Total current/typical operating capacity of all active and emergency source installations (gallons per day) | 0
Firm capacity, assuming the largest active or emergency source installation is out of commission (gallons per day) | 0
Firm capacity of all active and emergency source installations that go to the treatment plant (gallons per day) | 0
Treatment plant current/typical operating capacity (gallons per day) | 0
Total current/typical operating capacity, including treatment plant capacity and the active and emergency source installations that are not pumped to the treatment plant (gallons per day) | 0

## 13_Future_Population
INSTRUCTIONS: Table 13 - Future Population | Enter data in cells outlined in bold (light green cells). - Pay attention to the units. - Do not report projected population for wholesale customer communities in this table. Wholesale customers will report their own projected population served in their water supply plans. - Do NOT enter data in italicized, medium gray cells. Values in these cells are calculated based on data in outlined green cells. Refer to existing resources to inform this section. Update the information as needed to reflect current data and future planning assumptions. - Align with the method used to project water demand and report in the Water Supply Plan online form. - Table 7 in your previous DNR-approved water supply plan may provide useful information to help complete part of this table. - The MN Demographic Center provides county-level information for the entire state (https://mn.gov/admin/demography/data-by-topic/population-data/our-projections/). - The Met Council provides projected total population and households for communities in the Twin Cities metro region ) (https://metrocouncil.org/Data-and-Maps/Research-and-Data/Thrive-2040-Forecasts/Local-Forecasts-to-2050-(1).aspx - Water supply system operators' records and experience. Review data. - Review the data in this table to find and correct any errors. Pay particular attention to units.
Table 13: Information about future population served, assuming historic trends continue, for your community and any retail customer communities you provide service to. Only communities in the Twin Cities metroplitan area are required to include data through 2050, but all communities are encouraged to estimate future needs through 2050 and beyond to support long-range planning and resilience.
Year | Projected population in your community who will be served by the public water supply system | Projected total population in your community (residents living within your community boundaries) | Projected total population served by the public water supply system (residents in your community and any neighboring communities who get water from your system) | Projected total population served in retail customer communities (residents in neighboring communities who get water from your system) | Notes | FALSE | FALSE | FALSE | FALSE | FALSE | FALSE | FALSE | FALSE | FALSE | FALSE | FALSE
2030 |  |  | 0 | 0
2031 |  |  | 0 | 0
2032 |  |  | 0 | 0
2033 |  |  | 0 | 0
2034 |  |  | 0 | 0
2035 |  |  | 0 | 0
2036 |  |  | 0 | 0
2037 |  |  | 0 | 0
2038 |  |  | 0 | 0
2039 |  |  | 0 | 0
2040 |  |  | 0 | 0
2050 |  |  | 0 | 0
Ultimate |  |  | 0 | 0

## 14_Future_Demand_Baseline
INSTRUCTIONS: Table14 - Future Demand (Baseline) | Enter notes in cells outlined in bold (light green cells). Review data. - You do not need to enter data in this worksheet. The values in the italicized, medium gray cells are calculated based on data you entered in Tables 8, 13, and 14. - Review the data in this table to find and correct any errors. Pay particular attention to units. - If a calculation is not working, check to be sure data in outlined green cells has been entered correctly. Scroll down to view charts that are based on the calculations in this worksheet.
Table 14: Projected water demand, assuming 2016-2025 trends continue, for your community and all retail customer communities you provide service to (extend infrastructure, provide water, and bill customers).
Year | Average day demand - Total (gallons per day) | Average day demand - Residential (gallons per day) | Average day demand - Non-residential (gallons per day) | Maximum day demand - Total (gallons per day) | Notes
2030 | #DIV/0! | #DIV/0! | #DIV/0! | #DIV/0!
2031 | #DIV/0! | #DIV/0! | #DIV/0! | #DIV/0!
2032 | #DIV/0! | #DIV/0! | #DIV/0! | #DIV/0!
2033 | #DIV/0! | #DIV/0! | #DIV/0! | #DIV/0!
2034 | #DIV/0! | #DIV/0! | #DIV/0! | #DIV/0!
2035 | #DIV/0! | #DIV/0! | #DIV/0! | #DIV/0!
2036 | #DIV/0! | #DIV/0! | #DIV/0! | #DIV/0!
2037 | #DIV/0! | #DIV/0! | #DIV/0! | #DIV/0!
2038 | #DIV/0! | #DIV/0! | #DIV/0! | #DIV/0!
2039 | #DIV/0! | #DIV/0! | #DIV/0! | #DIV/0!
2040 | #DIV/0! | #DIV/0! | #DIV/0! | #DIV/0!
2050 | #DIV/0! | #DIV/0! | #DIV/0! | #DIV/0!
Ultimate | #DIV/0! | #DIV/0! | #DIV/0! | #DIV/0!
See charts below for trends over time.
Chart showing the
trend in projected
water demand, if
2016-2025 trends
continue into the
future.

## 15_Future_Conservation_Targets
INSTRUCTIONS: Table 15 - Future Conservation Targets | Enter data in cells outlined in bold (light green cells). - Pay attention to the units. - Enter targets for indoor and outdoor per person water demand and for residential and non-residental water use for each planning year. The worksheet will calculate total water demand and the percent change from baseline. - As you change values in the outlined green cells, watch the bottom rows in the table to see what percent change your targets could achieve. - Do NOT enter data in italicized, medium gray cells. Values in these cells are calculated based on data in outlined green cells. Refer to existing resources to inform this section. Update the information as needed to reflect current data and future planning assumptions. - If you have reported water conservation information to ESPWater, this information could be useful to estimate potential water conservation savings and set targets. - Water supply system operators' records and experience. Review data. - Review the data in this table to find and correct any errors. Pay particular attention to units. Scroll down to view charts that are based on the calculations in this worksheet.
Table 15: Explore how year-round and seasonal water conservation could reduce demand in the water supply system. This worksheet lets users adjust conservation targets to see potential water demand savings and shows how effective conservation may support water system capacity management. This information may also inform adjusted future water demand estimates and support the development of water conservation objectives and strategies.
Parameters to adjust | Historical average water demand (2016-2025) | 2030 target water demand | 2040 target water demand | 2050 target water demand | Notes
Indoor water demand per person (gallons per person per day) | #DIV/0!
Outdoor water demand per person (gallons per person per day) | #DIV/0!
Residential water demand per person (gallons per person per day) | #DIV/0!
Non-residential water demand per person (gallons per person per day) | #DIV/0!
Indoor water demand (gallons per year) | #DIV/0! | 0 | 0 | 0
Outdoor water demand (gallons per year) | #DIV/0! | 0 | 0 | 0
Total water demand: indoor+outdoor (gallons per year) | #DIV/0! | 0 | 0 | 0
Residential water demand (gallons per year) | #DIV/0! | 0 | 0 | 0
Non-residential water demand (gallons per year) | #DIV/0! | 0 | 0 | 0
Total water demand: residential+non-residential (gallons per year) | #DIV/0! | 0 | 0 | 0
Calculated percent change in total water demand from baseline estimates (%) | NA | #DIV/0! | #DIV/0! | #DIV/0!
Calculated change in total water demand from baseline estimates (gallons per year) | NA | #DIV/0! | #DIV/0! | #DIV/0!
Charts comparing the effects of different
water conservation targets on per person
indoor and outdoor water demand (upper left),
per person residential and non-residential
water demand (upper right), total indoor and
outdoor water demand (bottom left), and
total residential and non-residential water
demand (bottom right).

## 16_Future_Demand_Adjusted
INSTRUCTIONS: Table 16 - Future Demand (Adjusted) | Enter data in cells outlined in bold (light green cells). - Pay attention to the units. - Based on historic water demand and your understanding of your community plans, propose any adjustments (% increase or reduction) that should be made to the baseline water demand projections in Table 14. - Consider how well you think the water demand projections in Table 14 represent your future needs. Use Table 15 to test potential water conservation goals/targets. - Consider adjusting projected water demand plus and minus 10% if not growing. A 20% adjustment up and down is reasonable if you are rapidly growing or want to account for future drought or wet conditions, or successful conservation. - Do NOT enter data in italicized, medium gray cells. Values in these cells are calculated based on data in outlined green cells. Refer to existing resources to inform this section. Update the information as needed to reflect current data and future planning assumptions. - Historical information for your system is available in the DNR databases ESPWater and MPARS. A login is required. - Water supply system operators' records and experience. Review data. - Review the data in this table to find and correct any errors. Pay particular attention to units.
Table 16: Range of future water demand based on adjustments to the baseline forecast. This table shows how your community's future water demand could change if conditions differ from the baseline estimate (Table 14). The high scenario scenario reflects demand if water use is higher than expected (for example, due to growth; higher use customers; or hotter, drier conditions). The low scenario reflects demand if water use is lower than expected (for example, due to conservation; efficiency; or slower growth).
Year | Percent adjustment to increase projected water demand, compared to baseline estimates (use positive numbers) | Percent adjustment to reduce projected water demand, compared to baseline estimates (use negative numbers) | Notes about how percent (%) adjustments were chosen | Water demand projection - Total (gallons per day) HIGH SCENARIO | Water demand projection - Total (gallons per day) LOW SCENARIO | Water Demand Projection - Residential (gallons per day) HIGH SCENARIO | Water Demand Projection - Residential (gallons per day) LOW SCENARIO | Water demand projection - Maximum day (gallons per day) HIGH SCENARIO | Water demand projection - Maximum day (gallons per day) LOW SCENARIO
2030 |  |  |  | #DIV/0! | #DIV/0! | #DIV/0! | #DIV/0! | #DIV/0! | #DIV/0!
2031 |  |  |  | #DIV/0! | #DIV/0! | #DIV/0! | #DIV/0! | #DIV/0! | #DIV/0!
2032 |  |  |  | #DIV/0! | #DIV/0! | #DIV/0! | #DIV/0! | #DIV/0! | #DIV/0!
2033 |  |  |  | #DIV/0! | #DIV/0! | #DIV/0! | #DIV/0! | #DIV/0! | #DIV/0!
2034 |  |  |  | #DIV/0! | #DIV/0! | #DIV/0! | #DIV/0! | #DIV/0! | #DIV/0!
2035 |  |  |  | #DIV/0! | #DIV/0! | #DIV/0! | #DIV/0! | #DIV/0! | #DIV/0!
2036 |  |  |  | #DIV/0! | #DIV/0! | #DIV/0! | #DIV/0! | #DIV/0! | #DIV/0!
2037 |  |  |  | #DIV/0! | #DIV/0! | #DIV/0! | #DIV/0! | #DIV/0! | #DIV/0!
2038 |  |  |  | #DIV/0! | #DIV/0! | #DIV/0! | #DIV/0! | #DIV/0! | #DIV/0!
2039 | 20% | -20% |  | #DIV/0! | #DIV/0! | #DIV/0! | #DIV/0! | #DIV/0! | #DIV/0!
2040 | 20% | -20% |  | #DIV/0! | #DIV/0! | #DIV/0! | #DIV/0! | #DIV/0! | #DIV/0!
2050 |  |  |  | #DIV/0! | #DIV/0! | #DIV/0! | #DIV/0! | #DIV/0! | #DIV/0!
Ultimate |  |  |  | #DIV/0! | #DIV/0! | #DIV/0! | #DIV/0! | #DIV/0! | #DIV/0!

## 17_Planned_Treatment
INSTRUCTIONS: Table 17 - Planned Treatment | Enter data in cells outlined in bold (light green cells). - Pay attention to the units. - Consider the information provided in the Water Supply Plan online form regarding any changes in water quality that may need treatment upgrades. - Consider what water infrastructure investments are needed to ensure capacity for future demand and to maintain the system. - Do NOT enter data in italicized, medium gray cells. Values in these cells are calculated based on data in outlined green cells. Refer to existing resources to inform this section. Update the information as needed to reflect current data and future planning assumptions. - Table 12 in your previous DNR-approved water supply plan may provide some useful information about planned actions and anticipated years. - Your current capital improvement plan may provide information about planned capital improvements. - Any existing or proposed applications to the Drinking Water Revolving Fund may provide information about planned improvements. - Water supply system operators' records and experience. Review data. - Review the data in this table to find and correct any errors. Pay particular attention to units.
Table 17: Information about water supply treatment improvements including net change in treatment capacity compared to current capacity (Table 8), estimated cost of planned improvements, and proposed funding sources (examples: rates, water availability charges, state revolving funds, specialized grants). This is intended to summarize high-level planning information, not to serve as a detailed investment plan. For example, estimated year of need does not necessarily reflect a final construction year and may change based on funding, development timing, or other factors.
Estimated year of need | Treatment improvement type(s) (choose from dropdown) | Name of project(s) | Change in treatment capacity (gallons per day) (negative values represent a decrease in capacity) | Planned treatment design capacity (gallons per day), based on planned improvements | Cost estimate (dollars) | Proposed funding source(s) | Notes about planned treatment improvements
2030 |  |  |  | 0
2031 |  |  |  | 0
2032 |  |  |  | 0
2033 |  |  |  | 0
2034 |  |  |  | 0
2035 |  |  |  | 0
2036 |  |  |  | 0
2037 |  |  |  | 0
2038 |  |  |  | 0
2039 |  |  |  | 0
2040 |  |  |  | 0
2050 |  |  |  | 0
Ultimate |  |  |  | 0

## 18_Planned_Storage
INSTRUCTIONS: Table 18 - Planned Storage | Enter data in cells outlined in bold (light green cells). - Pay attention to the units. - Consider what water infrastructure investments are needed to ensure capacity for future demand and to maintain the system. - Do NOT enter data in italicized, medium gray cells. Values in these cells are calculated based on data in outlined green cells. Refer to existing resources to inform this section. Update the information as needed to reflect current data and future planning assumptions. - Table 12 in your previous DNR-approved water supply plan may provide some useful information about planned actions and anticipated years. - Your current capital improvement plan may provide information about planned capital improvements, and this can be updated. - Any existing or proposed applications to the Drinking Water Revolving Fund. - Water supply system operators' experience. Review data. - Review the data in this table to find and correct any errors. Pay particular attention to units.
Table 18: Information about planned storage improvements including net change in storage capacity compared to current capacity (Table 9), estimated cost of planned improvements, and proposed funding sources (examples: rates, water availability charges, state revolving funds, specialized grants). This is intended to summarize high-level planning information, not to serve as a detailed investment plan. For example, estimated year of need does not necessarily reflect a final construction year and may change based on funding, development timing, or other factors.
Estimated year of need | Storage improvement type(s) (choose from dropdown) | Name of project(s) | Change in storage capacity (gallons per day) (negative values represent a decrease in capacity) | Cost estimate (dollars) | Proposed funding source(s) | Notes about planned storage improvements
2030
2031
2032
2033
2034
2035
2036
2037
2038
2039
2040
2050
Ultimate

## 19_Planned_Sources
INSTRUCTIONS: Table 19 - Planned Sources | Enter data in cells outlined in bold (light green cells). - Pay attention to the units. - Consider the information provided in the Water Supply Plan online form regarding any changes in source water infrastructure. - Consider what water infrastructure investments are needed to ensure capacity for future demand and to maintain the system. - If new sources are planned, provide an estimate of the total capacity needed. Details are not expected, as individual well capacities aren't know until the well is drilled and operationa. - Do NOT enter data in italicized, medium gray cells. Values in these cells are calculated based on data in outlined green cells. Refer to existing resources to inform this section. Update the information as needed to reflect current data and future planning assumptions. - Table 12 in your previous DNR-approved water supply plan may provide some useful information about planned actions and anticipated years. - Your current capital improvement plan may provide information about planned capital improvements, and this can be updated. - Any existing or proposed applications to the Drinking Water Revolving Fund. - Water supply system operators' records and experience. Review data. - Review the data in this table to find and correct any errors. Pay particular attention to units.
Table 19: General information about planned capital improvements for water supply sources including net change in source capacity compared to current capacity (Table 10), estimated cost of planned improvements, and proposed funding sources (examples: rates, water availability charges, state revolving funds, specialized grants). This is intended to summarize high-level planning information, not to serve as a detailed investment plan. For example, estimated year of need does not necessarily reflect a final construction year and may change based on funding, development timing, or other factors.
Estimated year of need | Source improvement type(s) (choose from dropdown) | Name of project(s) | Name of water source(s) (enter all aquifers, surface waters, interconnected communities, and reuse sources) | Change in source capacity (gallons per minute) (negative values represent a decrease in capacity) | Change in source capacity (gallons per day) | Planned source capacity (gallons per day), based on planned improvements | Cost estimate (dollars) | Proposed funding source(s) | Notes about planned source improvements
2030 |  |  |  |  | 0 | 0
2031 |  |  |  |  | 0 | 0
2032 |  |  |  |  | 0 | 0
2033 |  |  |  |  | 0 | 0
2034 |  |  |  |  | 0 | 0
2035 |  |  |  |  | 0 | 0
2036 |  |  |  |  | 0 | 0
2037 |  |  |  |  | 0 | 0
2038 |  |  |  |  | 0 | 0
2039 |  |  |  |  | 0 | 0
2040 |  |  |  |  | 0 | 0
2050 |  |  |  |  | 0 | 0
Ultimate |  |  |  |  | 0 | 0

## 20_Planned_Distribution
INSTRUCTIONS: Table 20 - Planned Distribution | Enter data in cells outlined in bold (light green cells). - Pay attention to the units. - Consider what water infrastructure investments are needed to ensure capacity for future demand and to maintain the system. Refer to existing resources to inform this section. Update the information as needed to reflect current data and future planning assumptions. - Table 12 in your previous DNR-approved water supply plan may provide some useful information about planned actions and anticipated years. - Your current capital improvement plan may provide information about planned capital improvements, and this can be updated. - Any existing or proposed applications to the Drinking Water Revolving Fund. - Water supply system operators' records and experience. Review data. - Review the data in this table to find and correct any errors. Pay particular attention to units.
Table 20: Information about planned distribution system improvements including estimated costs and proposed funding sources (for example, rates, water availability charges, state revolving funds, or specialized grants). Estimated year of need is a best estimate. It does not necessarily reflect a final construction year and may change based on funding, development timing, or other factors.
Estimated year of need | Distribution improvement type(s) (choose from dropdown) | Name of project(s) | Cost estimate (dollars) | Proposed funding source(s) | Notes about planned distribution improvements
2030
2031
2032
2033
2034
2035
2036
2037
2038
2039
2040
2050
Ultimate

## 21_Capacity_vs_Demand_Charts
INSTRUCTIONS: Table 21 - Capacity vs Demand Charts | Enter data in cells outlined in bold (light green cells). - Pay attention to the units. Review data. - The values in italicized, medium gray cells are calculated based on data you entered in previous worksheets. - Review the data in this table to find and correct any errors. Pay particular attention to units. - If a calculation is not working, check to be sure data in green cells has been entered correctly. Scroll down to view charts that are based on the calculations in this worksheet.
Table 21. This information compares projected maximum day water demand (with and without conservation) to current and planned well and treatment capacity. This information may be helpful for capital improvement planning.
Factor | 2030 | 2031 | 2032 | 2033 | 2034 | 2035 | 2036 | 2037 | 2038 | 2039 | 2040 | 2050 | Notes
Current total volume of water appropriation permit(s) (gallons per day) | 0 | 0 | 0 | 0 | 0 | 0 | 0 | 0 | 0 | 0 | 0 | 0
Maximum Day Water Demand Scenarios
BASELINE: Maximum Day Water Demand (gallons per day) | #DIV/0! | #DIV/0! | #DIV/0! | #DIV/0! | #DIV/0! | #DIV/0! | #DIV/0! | #DIV/0! | #DIV/0! | #DIV/0! | #DIV/0! | #DIV/0!
LOW: Maximum Day Water Demand (gallons per day) | #DIV/0! | #DIV/0! | #DIV/0! | #DIV/0! | #DIV/0! | #DIV/0! | #DIV/0! | #DIV/0! | #DIV/0! | #DIV/0! | #DIV/0! | #DIV/0!
HIGH: Maximum Day Water Demand (gallons per day) | #DIV/0! | #DIV/0! | #DIV/0! | #DIV/0! | #DIV/0! | #DIV/0! | #DIV/0! | #DIV/0! | #DIV/0! | #DIV/0! | #DIV/0! | #DIV/0!
Current Capacity
Current Total Source Capacity (galllons per day) | 0 | 0 | 0 | 0 | 0 | 0 | 0 | 0 | 0 | 0 | 0 | 0
Current Firm Source Capacity (gallons per day) | 0 | 0 | 0 | 0 | 0 | 0 | 0 | 0 | 0 | 0 | 0 | 0
Current Treatment Capacity (gallons per day) | 0 | 0 | 0 | 0 | 0 | 0 | 0 | 0 | 0 | 0 | 0 | 0
Planned Capacity
Planned Total Source Capacity (gallons per day) | 0 | 0 | 0 | 0 | 0 | 0 | 0 | 0 | 0 | 0 | 0 | 0
Planned Treatment Capacity (gallons per day) | 0 | 0 | 0 | 0 | 0 | 0 | 0 | 0 | 0 | 0 | 0 | 0
Charts of current treatment capacity vesus future maximum
day water demand (upper left), planned treatment capacity
versus future max day water demand (upper right), current
source capacity versus future maxiimum day water demand
(middle left), planned source capacity versus future
maximum day water demand (middle right), and current
firm source capacity versus future maximum day water
demand (bottom left).

## Glossary_and_Acronyms
GLOSSARY & ACRONYMS
All definitions are provided within the context of completing this plan. You may find different definitions elsewhere.
* This workbook calculates this value. You can review the "Calculations" tab of the workbook.
TERM | DEFINITION
Advanced metering infrastructure (AMI) | A technology that allows two-way communication between customers’ water meters and a utility’s billing, distribution, and control systems, giving the customer and utility the ability to share information about water usage in real time. See also “smart meter.”
Automated meter | See “remotely read meters.” Automated meter is a term used in previous water supply plans.
Average day water demand* | The average daily volume of water pumped from all water supply sources over a given time. To calculate average daily water demand for a given year, divide the total amount of water pumped in that year by the number of days in that year. The water supply plan also considers a ten-year period to account for year-to-year variability in projecting future average day water demands.
Calcareous fen | Rare and distinctive wetlands, dependent on a constant supply of cold groundwater. Because they are dependent on groundwater and are one of the rarest natural communities in the United States, they are a protected resource in Minnesota. The DNR has identified approximately 200 in the state. They may not be filled, drained or otherwise degraded.
Change in capacity* | The difference between current water infrastructure capacity (treatment, sources, storage) and proposed future capacity, considering planned infrastructure improvements (examples: expansion or decommissioning of existing facilities).
Commercial/industrial/institutional (C/I/I) water demand | The total volume of water delivered to non-residential customers for commercial, industrial, and institutional activities. This includes water used in businesses, industries, and institutions such as restaurants, offices, manufacturing facilities, schools, and hospitals. Some C/I/I customers provide water for residential-type uses (for example, apartment buildings, dormitories, or assisted living facilities). In these cases, the portion of water used for household purposes is considered residential water demand, even if the customer is billed as commercial or institutional. The DNR considers water used by multifamily housing and similar uses to be residential. Suppliers should report it as such to facilitate emergency planning and any necessary water allocation.
Community public water system | A water supply system that provides water where people live.
Conservation rate structure | A rate structure that encourages conservation. This may include: · tiered increasing block rates, · seasonal rates (higher in summer), · time of use rates, · individualized goal rates, or · excess use rates. Required under Minnesota Statutes 103G.291 unless a supplier’s water conservation program achieves demand reduction.
Consumptive use | Water withdrawn from groundwater and surface water sources that is not directly returned to its original source. All groundwater withdrawals are consumptive unless the water is returned to the aquifer from which it was obtained. Surface water withdrawals are considered consumptive if the water is not directly returned to the source so that it is available for immediate further use.
Contaminants of emerging concern (CEC) | Chemicals or materials that may pose a threat to human health or the environment, often characterized by a perceived, potential, or real threat. CECs include a variety of substances such as pharmaceuticals, personal care products, industrial chemicals, and agricultural products, which may be detected in water bodies and have not yet been fully regulated.
Cost estimate | A general estimate of the cost of planned improvements to treatment, storage, supply sources, and water distribution systems. These estimates are typically based on current market conditions and planning-level assumptions. They may be used to compare alternatives and support long-range infrastructure planning.
Current or typical operating capacity* | The rate at which a well, treatment facility, or other water supply facility normally operates under routine conditions, usually expressed as a flow rate (for example, gallons per minute or gallons per day). Suppliers can estimate this value using typical operating data, often based on an average of multiple recent years. Current or typical operating capacity reflects how a supplier generally runs its facilities and is often lower than the facility’s design capacity. It is used in planning to represent typical system operation rather than short-term peak or emergency output.
Customer billing category | A system of classification used by a water supplier to group customers with similar usage and cost-of-service characteristics, primarily to establish appropriate rate structures and communication strategies. Suppliers use these categories for billing customers.
Date of maximum day demand | The date when a supplier’s highest water demand occurred during any given year. The highest water demand typically occurs in the summer, when irrigation is at its peak. However, the date of maximum day demand may happen at any time due to extraordinary water use (examples: major firefighting event or a significant water main break).
Declining block rate structure | This is the opposite of the increasing block rate structure. It is a rate structure where the unit of each succeeding block of usage is charged at a lower unit rate than the previous block(s). This is not a conservation rate structure.
Design capacity | The maximum flow rate or volume that a facility or system was designed to handle, based on engineering specifications.
Distribution system | Water distribution systems consist of an interconnected series of pipes, valves, storage facilities (water tanks, water towers, reservoirs), water purification facilities, pumping stations, hydrants, and components that convey drinking water and provide fire protection needs for cities, homes, hospitals, schools, businesses, industries and other facilities.
Domestic use | Water used for general household purposes for human needs such as cooking, cleaning, drinking, washing, and waste disposal, and uses for on-farm livestock watering excluding commercial livestock operations which use more than 10,000 gallons per day and 1,000,000 gallons per year. Differs from residential use because it does not include nonessential use.
Drinking water supply management area (DWSMA) | The surface and subsurface area surrounding a public water supply well, including the wellhead protection area, that must be managed by the entity identified in a wellhead protection plan.
ESPWater | The DNR’s water conservation reporting tool, which includes a mandatory water accounting section and optional direct and indirect conservation sections.
Facility | A specific physical component of the public water supply system. Facilities include wells, surface water intakes, treatment plants, storage structures, pump stations, and major components of the distribution system. See also “installation.”
Facility purpose (water supply system) | The purpose a source facility serves within the overall water supply system. Examples of these facilities include wells, interconnections, surface water intakes where water is pumped from a source; or watersheds and reservoirs that contribute water to surface water intakes.
Firm capacity* | The amount of water a system can supply when its largest pump, surface water intake, or interconnection is out of service. It is used to evaluate system reliability during equipment failures or maintenance.
Flat fee structure | A rate structure where all customers are charged the same fee, regardless of the amount of water used. Flat fees are not a conservation rate structure.
Historic large volume users | Twenty users or customers with the highest volumes of annual water use according to recent billing information.
Improvement type | A category describing the purpose of a planned infrastructure project addressing treatment, storage, water supply sources, or distribution: · decommissioning · expansion or addition · repair, replacement, or rehabilitation
Increasing block rate structure | A rate structure where the unit of each succeeding block of usage is charged at a higher unit rate than the previous block(s). This is a conservation rate structure.
Indoor water demand* | An estimate of year-round, non-seasonal water demand. It is estimated using the amount of water pumped during the non-growing season (November–April), when water use is assumed to be primarily indoors. This winter pumping volume is used as a proxy for indoor demand during the entire year and is reported as a proportion of total annual water pumped. Indoor water demand may be reported as an annual total volume or a volume per person over a given time (example: gallons per person per day, month, or year).
Installation | Each individual source water well and/or pump included in a DNR water appropriation permit. See also “facility.”
Low flow fixtures/appliances | Plumbing fixtures and appliances designed to reduce water use while delivering the same performance as a conventional fixture. Low-flow fixtures or appliances meeting certain standards are certified and labeled with the U.S. Environmental Protection Agency WaterSense logo.
Maximum day water demand (MDD)* | The highest amount of water pumped during a 24-hour period in a given year. Supply facilities are typically designed to supply water at a rate that is equal to or greater than the system’s maximum day demand. Maximum day water demand is determined from the system’s historical pumping data and can be used to project future demands.
Metered connection | A service connection equipped with a meter that measures the volume of water delivered to a customer.
Metered residential service connections | The number of residential service connections to the water system that have meters. For multifamily dwellings, report each residential unit as an individual user.
Municipal community public water supply system | A public water supply system that provides water to at least 25 year-round residents or serves 15 service connections used by year-round residents.
Municipal water use | Water used for public services such as hydrant flushing, ice skating rinks, public swimming pools, city park irrigation, back-flushing at water treatment facilities, sanitary sewer system jetting, and/or other uses. Previously known as water supplier services.
Non-community public water supply system | A public water supply system that provides water in places where people work, gather and play.
Nonessential water demand | Water used for purposes that are not for human consumption or needed to protect public health or safety and can be reduced or paused during water shortages. This includes uses such as lawn and landscape irrigation; irrigation for golf courses, athletic fields, and parks; car washing; ornamental fountains; and similar discretionary uses. Water used for public cooling features, such as public swimming pools and splash pads, is not considered nonessential in this context because it supports public health during extreme heat events. Nonessential water demand is the lowest water allocation priority, per Minnesota Statutes 103G.261.
Nonmunicipal community public water supply system | A public water supply system for entities like manufactured home parks, apartment buildings, senior living facilities, prisons, and others with their own source of water.
Non-residential water demand* | All water delivered to customers for any purpose other than residential use. Non-residential demand can include water delivered for agricultural, commercial, industrial, or institutional purposes. Some customers may have both residential and non-residential demand (see “residential demand by commercial/institutional users”) regardless of their customer billing category.
Non-transient non-community public water supply system | A public water supply system that serves at least 25 of the same people at least 6 months a year (examples: schools, offices, factories).
Outdoor water demand* | An estimate of water used outdoors, including, but not limited to, landscape irrigation, outdoor cleaning, and outdoor recreational uses. It is estimated by subtracting the total water pumped during the during the non-growing season (November–April), when use is assumed to be primarily indoors, from the total water pumped during the growing season (May–October), when both indoor and outdoor water use occur. This method assumes that indoor water use is relatively consistent throughout the year.
Peaking factor* | See “ratio of maximum day to average day water demand.”
Per person water demand* | Total volume of water needed for the population served over a certain amount of time, reported as an average volume per person. Formerly known as per capita water demand, which has the same meaning.
Planned capacity* | The total capacity expected after planned improvements are implemented, based on proposed projects included in this water supply plan.
Population | The total number of people living in a community, unless otherwise specified. This is different from population served by the public water supply system. Use the Minnesota State Demographic Center’s PopFinder data to find total population.
Population served | The number of residents receiving water from a public water supply system. This includes people in the community who are connected to the public water supply system, as well as people in neighboring communities that receive water through intercommunity service agreements. It does not include residents who use private wells or receive water from a different public water supply system. One way to calculate the population served is to multiply residential service connections by the average household size as reported in the Minnesota Demographic Center’s PopFinder tool.
Primary and secondary drinking water contaminants | The EPA sets National Primary Drinking Water Regulations establishing mandatory and legally enforceable water quality standards for drinking water contaminants, which protect the public against consumption of drinking water contaminants that present a risk to human health. Additionally, EPA sets National Secondary Drinking Water Standards establishing non-mandatory, non-enforceable water quality standards for 15 contaminants that do not pose a threat to human health, but impact aesthetic considerations such as taste, color, and odor.
Proposed funding source(s) | Potential sources to fund planned treatment, storage, supply, and distribution improvements. This information does not assume that these sources have been committed or finalized. This is intended to support long-range planning.
Public water supplier | Provides water for human consumption through pipes or other constructed conveyances to at least 15 service connections or serves an average of at least 25 people for at least 60 days a year. The Minnesota Department of Health identifies: · Municipal community public water supply system · Non-community public water supply system · Nonmunicipal community public water supply system · Non-transient non-community public water supply system. Most public water suppliers completing this plan are municipal community public water supply systems. May be shortened to “supplier,” and used interchangeably with “utility.”
Ratio of maximum day to average day water demand* | A comparison of how maximum daily use compares to average daily use. It is calculated by dividing maximum day demand by average day demand. This can be an indicator of seasonal fluctuations in water demand and inform infrastructure planning and conservation efforts. See also “peaking factor.”
Real and apparent water loss* | Estimated by comparing the total volume of water pumped and purchased from all sources minus the volume of water delivered. · Real loss occurs before the customer meter as the physical, volumetric loss of water from the pressurized system, specifically leakage and overflows from transmission/distribution mains, service lines, and storage tanks. · Apparent loss is the volume of water that enters the distribution system and reaches an end user but is not accurately measured and/or billed. This includes unauthorized consumption, customer metering inaccuracies, and systematic data handling errors. These terms were previously grouped together and called unaccounted water loss.
Remotely read meter | A water meter that measures water use and transmits meter readings electronically to the water utility without requiring a physical, on-site meter reading. Data may be collected through drive-by, walk-by, or fixed network systems and is used for billing, water use tracking, and system management. Previously called automated meters.
Residential service connections | The total number of residential customer connections to the water system. For multifamily dwellings, each residential unit is ideally reported as a single residential service connection.
Residential water demand by commercial/institutional customers | The amount of water delivered to commercial or institutional accounts that is used for household purposes. This includes water used in places such as apartment buildings, assisted living facilities, dormitories, and similar housing where water is billed to a non-residential customer but used for residential activities. This water should be counted as residential water demand, even though it is delivered through a commercial or institutional account. If this use cannot be determined directly through customer billing information, suppliers may estimate it.
Residential water demand* | Water used for normal household purposes such as drinking, food preparation, bathing, washing clothes and dishes, flushing toilets, outdoor cleaning and watering lawns and gardens. Some residential water demand, such as outdoor cleaning and lawn-watering, is non-essential use.
Residential water use per person per day* | The average amount of water used for residential purposes by the population served per day. It is calculated by dividing total residential water use each year by the population served and then dividing by the number of days in the year. It is typically expressed as gallons per person per day.
Resource protection threshold | A formal or informal benchmark, limit, or trigger point established to identify when a natural resource is at risk of degradation or overuse. These thresholds may be based on ecological indicators, regulatory limits, or planning targets. They are used to guide water supply planning decisions and evaluate potential impacts of water withdrawals.
Retail customer community | Retail customer communities are secondary communities that a supplier provides water supply service to, including responsibility for delivery and customer billing.
Smart meter | A main element of advanced metering infrastructure, smart meters are electronic measuring devices that record water consumption in real-time and automatically transmit the data to a supplier.
Source capacity* | The maximum amount of water that can be supplied from all water sources under normal operating conditions, without accounting for redundancy or reliability constraints. It is typically determined using pump capacities, well yields, or system records and is used to evaluate whether existing sources can meet future water demand.
Status (infrastructure) | The operating status or condition of the water supply system’s infrastructure. Examples: · Active – operates on a daily, regular, or seasonal basis · Inactive – not active or otherwise inoperable · Emergency only – used only in emergency situations
Systematic data handling errors (SDHEs) | Inaccuracies in water use data caused by problems in meter reading, data transfer, billing, or record-keeping. These errors can cause water to be incorrectly measured or billed, leading to apparent water losses. Specific examples include inaccurate consumption estimates, extended periods where no meter readings are obtained, poor account adjustment protocols, and poor accountability that allows some consumers to use water without having accounts in the billing system.
Supplier | See “public water supplier.”
Total annual water pumped* | The cumulative amount of water withdrawn from a supplier’s own surface and groundwater water supply sources during the year. Does not include water purchased from wholesale providers.
Total annual water purchased from wholesale providers* | The cumulative amount of water purchased and received from wholesale providers during the year.
Treatment capacity* | The maximum amount of water that existing treatment facilities can treat and deliver daily under normal operating conditions, without accounting for redundancy or reliability constraints. This value is typically based on design specifications or operating records and is used to determine whether treatment facilities can meet projected water demand.
Trout stream | A stream officially designated by the DNR as supporting trout populations or trout habitat. These streams often depend on cold groundwater inputs and may be sensitive to groundwater withdrawals.
Ultimate (full) build-out | The condition in which a community has reached its maximum planned level of development. At ultimate (full) build-out, land that is planned for development has been developed at the densities identified in local land use plans or zoning. Communities estimate ultimate build-out using comprehensive plans and future land use maps that show where development is expected to occur. In water supply planning, the build-out condition helps estimate the highest potential long-term water demand and determine whether water sources and infrastructure will be adequate for future conditions.
Unaccounted water | See “real and apparent losses.”
Uniform rate structure | A rate structure with a constant per unit price for all metered units of water delivered. It differs from a flat fee in that it requires metered service. Some utilities charge varying user groups different rates such as charging residential households one rate and industrial users a different rate. Constant block rates provide some stability for utilities and encourage water conservation because the consumer bill varies with water usage.
Unmet future demand* | The difference between the amount of water that a supplier can distribute and the amount of water demand at a future time.
Unmetered water demand | Includes water that is delivered, but not metered, such as water used for supplier services like unmetered flushing of water mains and hydrants, or for unmetered fire department use. Real losses such as leaks are not counted in unmetered demand.
Utility | See “public water supplier.”
Water allocation priorities | Minnesota Statutes 103G.261 requires the DNR to adopt rules for allocation of waters based on the following priorities for the consumptive appropriation and use of water: (1) first priority, domestic water supply, excluding industrial and commercial uses of municipal water supply, and use for power production that meets the contingency planning provisions of section 103G.285, (2) second priority, a use of water that involves consumption of less than 10,000 gallons of water per day; (3) third priority, agricultural irrigation, and processing of agricultural products involving consumption in excess of 10,000 gallons per day; (4) fourth priority, power production in excess of the use provided for in the contingency plan developed under section 103G.285, subdivision 6; (5) fifth priority, uses, other than agricultural irrigation, processing of agricultural products, and power production, involving consumption in excess of 10,000 gallons per day; and (6) sixth priority, nonessential uses.
Water audit | The process of accounting for all water in a water system to develop an understanding of the integrity of the water system and its operation. Water audits are reported in ESPWater and use a simplified framework based on the American Water Works Association’s (AWWA) manual, M36 Water Audits and Loss Control Programs. AWWA provides a “Free Water Audit Software” that provides a more detailed audit method than ESPWater does.
Water conservation and efficiency | Conservation and efficiency are two different ways to reduce demand. Water conservation is a beneficial reduction in water loss, waste, or use. Water efficiency is the reduction in water necessary to accomplish a function, task, or result. Water conservation is generally related to policies, programs, and practices that change behavior to reduce water use, while water efficiency is generally related to product design for things like low-flow fixtures or appliances.
Water delivered* | The amount of water delivered to users such as residential and nonresidential customers and wholesale customer communities. Typically recorded in public water supply system and billing records. Water delivered is not the same as water pumped.
Water demand (use)* | The total volume of water consumed through different uses, including any water losses during distribution and use. Water demand can be divided into various sectors, such as residential and non-residential. Water demand is often expressed as a total volume or as the volume of water used per person per day or per person per year. Water demand and water use are often used interchangeably. In general, water demand may be used for planning and water use may describe volumes used for a specific purpose.
Water demand projection | An estimate of water demand in a future planning year, based on an analysis of historical data and assumptions about the future.
Water demand projection scenario, baseline* | An estimate of water demand in a future planning year based on the assumption that historical trends in population, customer mix, and water use will continue. The baseline projection serves as the central estimate against which lower and higher scenarios are compared.
Water demand projection scenarios, low/high* | An estimate of future water demand that is lower or higher than the baseline projection scenario. It is calculated by applying a percentage decrease or increase to the baseline projection to reflect conditions that could reduce or increase water use. The low scenario can help communities understand how changing conditions like increased water efficiency efforts or slower growth and changing conditions could reduce long-term infrastructure capacity needs and impact costs. The high scenario can help communities evaluate whether infrastructure and water supplies would remain adequate if water demand grows faster than expected.
Water meter | A device that measures the volume of water that passes through a pipe or channel.
Water pumped from May-October | The amount of water pumped from water supply sources from May through October, which generally reflects a combination of indoor and outdoor water use. The growing season, with associated irrigation, is generally in full swing along with outdoor water facilities such as pools and splashpads.
Water pumped from November-April | The amount of water pumped from water supply sources from November through April, which reflects mostly indoor water use because the growing season, with associated irrigation, is generally over and outdoor water facilities such as pools and splashpads are generally not in use.
Water supplier services | See “municipal water use.”
Well interference | A situation where pumping from a high-capacity well lowers the water level in an aquifer below the pump intake of a nearby, shallower well, causing it to lose water access. Well interference situations are governed by Minnesota Rules 6115.0730.
Wholesale customer community | A community or public water supplier that purchases water from one supplier’s system and then distributes it to and bills its own customers. They then distribute to and bill their residents and other customers.
Wholesale provider | A community public water supplier that delivers and sells water to another community system as a bulk delivery. The purchasing community then distributes water to and bills its own residents and other customers.
Wholesale water delivery | Water delivered in bulk to another water supplier.
ACRONYM / ABBREVIATION | TERM
AWWA | American Water Works Association
DNR | Minnesota Department of Natural Resources
DWSMA | Drinking Water Supply Management Area
EPA | Environmental Protection Agency
ESP Water | Water Conservation Reporting System (ESP Water)
GPCD | Gallons per Capita (Person) per Year
GPD | Gallons per Day
MC | Metropolitan Council
MDH | Minnesota Department of Health
MGD | Million Gallons per Day
MGY | Million Gallons per Year
MnTAP | Minnesota Technical Assistance Program
MNDWIS | Minnesota Drinking Water Information System
MPARS | Minnesota Permitting and Reporting System
MPCA | Minnesota Pollution Control Agency
PWS | Public Water Supplier
SDHE | Systematic data handling errors

## Calculations
CALCULATIONS
Worksheet where you will find the calculation | Calculated values | Inputs used in the calculation (Source worksheets and cells) | Calculation logic (Plain language) | Units
2 Meters - Customer Data | Number of customers | Worksheet: 2 Meters - Customer Data cells Cells: C5:C22 | Equals the sum of customers in each customer billing category | Customers
2 Meters - Customer Data | Number of metered connections | Worksheet: 2 Meters - Customer Data cells; Cells: D5:D22 | Equals the sum of metered connections in each customer billing category | Metered connections
2 Meters - Customer Data | Number of remotely read meters | Worksheet: 2 Meters - Customer Data cells Cells: E5:E22 | Equals the sum of remotely read meters in each customer billing category | Meters
4 Historic Population | Total population served by the public water supply system (all retail customers) | Worksheet: 4 Historic Population Cells: For each year (row), use values in columns C (population served in your community) and F, G, H, I, J, K, L, M, N, O and P (populations served in retail customer communities) | For each year, equals the sum of population served in your community and the population served in all retail customer communities | People
4 Historic Population | 10-year average (2016-2025): Population living in your community | Worksheet: 4 Historic Population Cells: B4-B13 | Equals the average of total population in your community for years 2016-2025 | People
4 Historic Population | 10-year average (2016-2025): Population served in your community by the public water system | Worksheet: 4 Historic Population Cells: C4-C13 | Equals the average of population served in your community for years 2016-2025 | People
4 Historic Population | 10-year average (2016-2025): Total population served by the public water supply system | Worksheet: 4 Historic Population Cells: D4-D13 | Equals the average of total population served by the public water supply systems for years 2016-2025 | People
5 Historic Pumping and Purchases | Total water pumped, as well as any water purchased from any wholesale providers | Worksheet: 5 Historic Pumping and Purchases Cells: For each year (row), use values in columns B and I-M | For each year, equals the sum of total water pumped and total water purchased from all wholesale providers | Gallons per year
5 Historic Pumping and Purchases | 10-year average (2016-2025): Total water pumped | Worksheet: 5 Historic Pumping and Purchases Cells: B4-B13 | Equals the average of total water pumped for years 2016-2025 | Gallons per year
5 Historic Pumping and Purchases | 10-year average (2016-2025): Total water pumped from November-April | Worksheet: 5 Historic Pumping and Purchases Cells: C4-C13 | Equals the average of total water pumped from November-April for years 2016-2025 | Gallons per year
5 Historic Pumping and Purchases | 10-year average (2016-2025): Total water pumped from May-October | Worksheet: 5 Historic Pumping and Purchases Cells: D4-D13 | Equals the average of total water pumped from May-October for years 2016-2025 | Gallons per year
5 Historic Pumping and Purchases | 10-year average (2016-2025): Maximum day water pumped | Worksheet: 5 Historic Pumping and Purchases Cells: E4-E13 | Equals the average of maximum day water pumped for years 2016-2025 | Gallons per day
5 Historic Pumping and Purchases | 10-year average (2016-2025): Total water pumped, as well as any water purchased from any wholesale providers | Worksheet: 5 Historic Pumping and Purchases Cells: G4-G13 | Equals the average of total water pumped for years 2016-2025 | Gallons per year
6 Historic Large Users | Total gallons purchased in 2025 | Worksheet: 7 Historic Large Users; Cells: D5-D24 | Equals the sum of all 20 large volume users/customers' total gallons purchased in 2025 | Gallons per year
6 Historic Large Users | Percent of total 2025 annual use | Worksheet 1: 6 Historic Large Users Cells (worksheet 1): used E5-E24 to calcuate total percent of 2025 annual use; use cells D5-D24 to calculate percent of total 2025 annual use for each row (user/customer) Worksheet 2: 7 Historic Deliveries Cells (worksheet 2): B13 | Equals the total gallons purchased in 2025 divided by the total 2025 total water delivered | Percent
7 Historic Deliveries | Total water delivered | Worksheet: 7 Historic Deliveries Cells: For each year (row), use values in columns C, D, E, F and G | Equals the sum of total water delivered to residential water customers in your community, for residential purposes by commercial/institutional customers, by commercial/industrial/institutional customers, for unmetered purposes, and delivered to wholesale customer communities | Gallons per year
7 Historic Deliveries | Total water delivered to wholesale customer communities | Worksheet: 7 Historic Deliveries Cells: For each year (row), use values in columns I ,J ,K ,L , M and N (total water demand from wholesale customer communities). Depends on how many wholesale customer communities. | For each year, equals the total of water demand by all wholesale customer communities | Gallons per year
8 Historic Summary Calculations | Average day water demand | Worksheet: 5 Historic Pumping & Purchases Cells: For each year (row), use corresponding values in column G | Equals the total water pumped and purchased from wholesale provider(s), divided by the number of days in year | Gallons per day
8 Historic Summary Calculations | Total water demand per person | Worksheet 1: 5 Historic Pumping & Purchases Cells (worksheet 1): For each year, use corresponding values in column G Worksheet 2: 4 Historic Population Cells (worksheet 2): For each year, use corresponding values in column D | For each year, equals the total water pumped and purchased from wholesale provider(s), divided by the total population served by the public water supply system, then divided by the number of days in year | Gallons per person per day
8 Historic Summary Calculations | Residential water demand per person | Worksheet 1: 7 Historic Deliveries Cells (worksheet 1): For each year, use corresponding values in columns C and D Worksheet 2: 4 Historic Population Cells (worksheet 2): For each year, use corresponding values in column D | For each year, equals the sum of total water use by residential water customers and total water used for residential purposes by commerical/institutional customers , divided by population served by the public water supply system, then divided by the number of day in a year. | Gallons per person per day
8 Historic Summary Calculations | Ratio of maximum day to average day demand | Worksheet 1: 8 Historic Summary Calculations Cells (worksheet 1): For each year, use values in column B Worksheet 2: 5 Historic Pumping & Purchases Cells (worksheet 2): For each year, use values in column E | For each year, equals the maximum day water pumped divided by the average day water demand | Unitless (ratio)
8 Historic Summary Calculations | Real and apparent water losses | Worksheet 1: 5 Historic Pumping & Purchases Cells (worksheet 1): For each year, use values in column G Worksheet 2: 6 Historic Deliveries Cells (worksheet 2): For each year, use values in column B | For each year, equals the total water pumped and purchased from wholesale provider(s) minus the total water delivered | Gallons per year
8 Historic Summary Calculations | Real and apparent water losses (percent) | Worksheet 1: 8 Historic Summary Calculations Cells (worksheet 1): For each year, use values in column F Worksheet 2: 5 Historic Pumping & Purchases Cells (worksheet 2): For each year, use values in column G | For each year, equals the real and apparent water losses divided by the total water pumped and purchased from wholesale provider(s) | Percent
8 Historic Summary Calculations | Estimated indoor water demand (percent) | Worksheet 1: 8 Historic Summary Calculations Cells (worksheet 1): For each year, use values in column J Worksheet 2: 5 Historic Pumping & Purchases Cells (worksheet 2): For each year, use values in column G | For each year, equals the estimated indoor water demand divided by the total water pumped and purchased from any wholesale providers | Percent
8 Historic Summary Calculations | Estimated outdoor water demand (percent) | Worksheet 1: 8 Historic Summary Calculations Cells (worksheet 1): For each year, use values in column K Worksheet 2: 5 Historic Pumping & Purchases Cells (worksheet 2): For each year, use values in column G | For each year, equals the estimated outdoor water demand divided by the total water pumped and purchased from any wholesale providers | Percent
8 Historic Summary Calculations | Estimated indoor demand | Worksheet 1: 8 Historic Summary Calculations Cells (worksheet 1): For each year, use values in column K Worksheet 2: 5 Historic Pumping & Purchases Cells (worksheet 2): For each year, use values in column G | For each year, equals the total water pumped and purchased from wholesale provider(s) minus estimated outdoor demand | Gallons per year
8 Historic Summary Calculations | Estimated outdoor demand | Worksheet: 5 Historic Pumping & Purchases Cells: For each year, use values in columns D and C | For each year, equals the total water pumped from May-October minus the total water pumped from November-April | Gallons per year
8 Historic Summary Calculations | Estimated indoor water depand per person | Worksheet 1: 8 Historic Summary Calculations Cells (worksheet 1): For each year, use values in column J Worksheet 2: 5 Historic Population Cells (worksheet 2): For each year, use values in column D | For each year, equals the estimated indoor demand divided by the total population served by the public water supply system, then divided by the number of days in the year | Gallons per person per day
8 Historic Summary Calculations | Estimated outdoor water demand per person | Worksheet 1: 8 Historic Summary Calculations Cells (worksheet 1): For each year, use values in column K Worksheet 2: 5 Historic Population Cells (worksheet 2): For each year, use values in column D | For each year, equals the estimated outdoor demand divided by the total population served by the public water supply system, then divided by the number of days in the year | Gallons per person per day
8 Historic Summary Calculations | 10-year average (2016-2025): Average day water demand | Worksheet: 8 Historic Summary Calculations Cells: B4-B13 | Equals the average of the average day water demand for years 2016-2025 | Gallons per day
8 Historic Summary Calculations | 10-year average (2016-2025): Total water demand per person | Worksheet: 8 Historic Summary Calculations Cells: C4-C13 | Equals the average of the total water demand per person for years 2016-2025 | Gallons per person per day
8 Historic Summary Calculations | 10-year average (2016-2025): Residential water demand per person | Worksheet: 8 Historic Summary Cal3ulations Cells: D4-D13 | Equals the average of the residential water demand per person for years 2016-2025 | Gallons per person per day
8 Historic Summary Calculations | 10-year average (2016-2025): Ratio of maximum day to average day demand | Worksheet: 8 Historic Summary Calculations Cells: E4-E13 | Equals the average of the ratio of maximum day to average day demand for years 2016-2025 | Unitless (ratio)
8 Historic Summary Calculations | 10-year average (2016-2025): Real and apparent water losses | Worksheet: 8 Historic Summary Calculations Cells: F4-F13 | Equals the average of the real and apparent water losses for years 2016-2025 | Gallons per year
8 Historic Summary Calculations | 10-year average (2016-2025): Real and apparent water losses (percent) | Worksheet: 8 Historic Summary Calculations Cells: G4-G13 | Equals the average of the percent real and apparent water losses for years 2016-2025 | Percent
8 Historic Summary Calculations | 10-year average (2016-2025): Estimated indoor water demand (percent) | Worksheet: 8 Historic Summary Calculations Cells: H4-H13 | Equals the average of the percent indoor water demand for years 2016-2025 | Percent
8 Historic Summary Calculations | 10-year average (2016-2025): Estimated outdoor water demand (ercent) | Worksheet: 8 Historic Summary Calculations Cells: I4-I13 | Equals the average of the percent outdoor water demand for years 2016-2025 | Percent
8 Historic Summary Calculations | 10-year average (2016-2025): Estimated indoor demand | Worksheet: 8 Historic Summary Calculations Cells: J4-J13 | Equals the average of the indoor water demand for years 2016-2025 | Gallons per year
8 Historic Summary Calculations | 10-year average (2016-2025): Estimated outdoor demand | Worksheet: 8 Historic Summary Calculations Cells: K4-K13 | Equals the average of the outdoor water demand for years 2016-2025 | Gallons per year
8 Historic Summary Calculations | 10-year average (2016-2025): Estimated indoor water demand per person | Worksheet: 8 Historic Summary Calculations Cells: L4-L13 | Equals the average of the indoor water demand per person for years 2016-2025 | Gallons per person per day
8 Historic Summary Calculations | 10-year average (2016-2025): Estimated outdoor water demand per person | Worksheet: 8 Historic Summary Calculations Cells: M4-M13 | Equals the average of the outdoor water demand per person for years 2016-2025 | Gallons per person per day
8 Historic Summary Calculations | 10-year maximum (2016-2025): Average day water demand | Worksheet: 8 Historic Summary Calculations Cells: B4-B13 | Equals the maximum of the average day water demand for years 2016-2025 | Gallons per day
8 Historic Summary Calculations | 10-year maximum (2016-2025): Total water demand per person | Worksheet: 8 Historic Summary Calculations Cells: C4-C13 | Equals the maximum of the total water demand per person for years 2016-2025 | Gallons per person per day
8 Historic Summary Calculations | 10-year maximum (2016-2025): Residential water demand per person | Worksheet: 8 Historic Summary Calculations Cells: D4-D13 | Equals the maximum of the residential water demand per person for years 2016-2025 | Gallons per person per day
8 Historic Summary Calculations | 10-year maximum (2016-2025): Ratio of maximum day to average day demand | Worksheet: 8 Historic Summary Calculations Cells: E4-E13 | Equals the maximum of the ratio of maximum day to average day demand for years 2016-2025 | Unitless (ratio)
8 Historic Summary Calculations | 10-year maximum (2016-2025): Real and apparent water losses | Worksheet: 8 Historic Summary Calculations Cells: F4-F13 | Equals the maximum of the real and apparent water losses for years 2016-2025 | Gallons per year
8 Historic Summary Calculations | 10-year maximum (2016-2025): Real and apparent water losses (percent) | Worksheet: 8 Historic Summary Calculations Cells: G4-G13 | Equals the maximum of the percent real and apparent water losses for years 2016-2025 | Percent
8 Historic Summary Calculations | 10-year maximum (2016-2025): Estimated indoor water demand (percent) | Worksheet: 8 Historic Summary Calculations Cells: H4-H13 | Equals the maximum of the percent indoor water demand for years 2016-2025 | Percent
8 Historic Summary Calculations | 10-year maximum (2016-2025): Estimated outdoor water demand (percent) | Worksheet: 8 Historic Summary Calculations Cells: I4-I13 | Equals the maximum of the percent outdoor water demand for years 2016-2025 | Percent
8 Historic Summary Calculations | 10-year maximum (2016-2025): Estimated indoor demand | Worksheet: 8 Historic Summary Calculations Cells: J4-J13 | Equals the maximum of the indoor water demand for years 2016-2025 | Gallons per year
8 Historic Summary Calculations | 10-year maximum (2016-2025): Estimated outdoor demand | Worksheet: 8 Historic Summary Calculations Cells: K4-K13 | Equals the maximum of the outdoor water demand for years 2016-2025 | Gallons per year
8 Historic Summary Calculations | 10-year maximum (2016-2025): Estimated indoor water demand per person | Worksheet: 8 Historic Summary Calculations Cells: L4-L13 | Equals the maximum of the indoor water demand per person for years 2016-2025 | Gallons per person per day
8 Historic Summary Calculations | 10-year maximum (2016-2025): Estimated outdoor water demand per person | Worksheet: 8 Historic Summary Calculations Cells: M4-M13 | Equals the maximum of the outdoor water demand per person for years 2016-2025 | Gallons per person per day
11 Current Sources | Design capacity | Worksheet: 11 Current Sources Cells: For each row (facility), use values in column H | Equals the design capacity in gallons per minute multiplied by 1,440 minutes per day | Gallons per day
11 Current Sources | Current/ typical operating capacity | Worksheet: 11 Current Sources Cells: For each row (facility), use values in column J | Equals the current/typical operating capacity in gallons per minute multiplied by 1,440 minutes per day | Gallons per day
12 Current Summary Calculations | Number of active source installations that pump to the treatment plant | Worksheet: 11 Current Sources Cells: Values in columns D, G, L, and E | Equals the count of aquifers, surface waters, and interconnections that are defined as active pumping facilities that pump to a treatment plant. | Installations/ facilities
12 Current Summary Calculations | Number of emergency source installations that pump to the treatment plant | Worksheet: 11 Current Sources Cells: Values in columns D, G, L, and E | Equals the count of aquifers, surface waters, and interconnections that are defined as emergency only pumping facilities that pump to a treatment plant. | Installations/ facilities
12 Current Summary Calculations | Number of active source installations that do not pump to the treatment plant and instead go directly to distribution | Worksheet: 11 Current Sources Cells: Values in columns D, G, L, and E | Equals the count of aquifers, surface waters, and interconnections that are defined as active pumping facilities, but that do not pump to a treatment plant. | Installations/ facilities
12 Current Summary Calculations | Number of emergency source installations that do not pump to the treatment plant and instead go directly to distribution | Worksheet: 11 Current Sources Cells: Values in columns D, G, L, and E | Equals the count of aquifers, surface waters, and interconnections that are defined as emergency only pumping facilities, but that do not pump to a treatment plant. | Installations/ facilities
12 Current Summary Calculations | Total current/typical operating capacity of all active and emergency source installations that go to the treatment plant | Worksheet: 11 Current Sources Cells: Values in columns K, D, G, L, and E | Equals the sum of the current/typical operating capacity for all aquifers, surface waters, and interconnections that are defined as active or emergency only pumping facilities that pump to a treatment plant. | Gallons per day
12 Current Summary Calculations | Total current/typical operating capacity of all active and emergency source installations that do not go to the treatment plant | Worksheet: 11 Current Sources Cells: Values in columns K, D, G, L, and E | Equals the sum of the current/typical operating capacity for all aquifers, surface waters, and interconnections that are defined as active or emergency only pumping facilities, but that do not pump to a treatment plant. | Gallons per day
12 Current Summary Calculations | Total current/typical operating capacity of all active and emergency source installations | Worksheet: 12 Current Summary Calculations Cells: B6 and B7 | Equals the sum of total current/typical operating capacity of all active and emergency source installations that go to the treatment plant and the total current/typical operating capacity of all active and emergency source installations that do not go to the treatment plant. | Gallons per day
12 Current Summary Calculations | Firm capacity, assuming the largest active or emergency source installation is out of commission | Worksheet: 11 Current Sources Cells: Values in columns K, G, E, and D | Equals the sum of the current/typical operating capacity for all active and emergency only pumping facilities, minus the capacity of the largest facility (based on current/typical operating capacity) across those facilities. | Gallons per day
12 Current Summary Calculations | Firm capacity of all active and emergency source installations that go to the treatment plant | Worksheet: 11 Current Sources Cells: Values in columns K, G, E, D, and L | Equals the sum of the current/typical operating capacity for all active and emergency only pumping facilities that pump to a treatment plant, minus the largest current/typical operating capacity maximum design capacity of those aquifers, surface waters, and interconnections. | Gallons per day
12 Current Summary Calculations | Treatment plant typical/current operating capacity | Worksheet: 9 Current Treatment Cells: Values in columns C and G | Equals the sum of the current/typical operating capacity for all active water treatment plant facilities (does not sum capacity of wells that received treatment). | Gallons per day
12 Current Summary Calculations | Total typical/current operating capacity, including treatment plant capacity and the active and emergency source installations that are not pumped to the treatment plant | Worksheet: 12 Current Summary Calculations Cells: B7, B11 | Equals the sum of the total current/typical operating capacity of all active and emergency only source installations that do not go to the treatment plant plus the treatment plant current/typical operating capacity | Gallons per day
13 Future Population | Projected total population served by the public water supply system | Worksheet: 13 Future Population Cells: For each year, use values in columns B and E | For each year, equals the sum of projected population served in your community who will be served by the public water supply system, plus the population served in retail customer communities. | People
13 Future Population | Projected total population served in retail customer communities | Worksheet: 13 Future Population Cells: For each year, use values in columns G, H, I, J, K, L, M, N, O, P, and Q (depending on the number of retail customer communities) | For each year, equals the sum of projected population served in all retail customer communities | People
14 Future Demand - Baseline | Average day demand - Total | Worksheet 1: 8 Historic Summary Calculations Cells (worksheet 1): C17 Worksheet 2: 13 Future Population Cells (worksheet 2): For each year, use values in column D | For each projection year, equals the average 2016-2025 total per person water demand multiplied by the projected total population served by the public water supply system | Gallons per day
14 Future Demand - Baseline | Average day demand - Residential | Worksheet 1: 8 Historic Summary Calculations Cells (worksheet 1): D17 Worksheet 2: 13 Future Population Cells (worksheet 2): For each year, use values in column D | For each projection year, equals the average 2016-2025 residential per person water demand multiplied by the projected total population served by the public water supply system | Gallons per day
14 Future Demand - Baseline | Average day demand - Non-residential | Worksheet: 14 Future Demand - Baseline Cells: For each year, values in columns B and C | For each year, equals the projected average day demand - total minus the projected average day demand - residential | Gallons per day
14 Future Demand - Baseline | Maximum day demand - Total | Worksheet 1: 8 Historic Summary Calculations Cells (worksheet 1): E18 Worksheet 2: 14 Future Demand - Baseline Cells (worksheet 2): For each year, use values in column B | For each year, equals the largest ratio of maximum day to average day demand between 2016-2025, multiplied by the projected average day demand - total | Gallons per day
15 Future Conservation Targets | Indoor water demand per person: Historical average water demand | Worksheet 1: 8 Historic Summary Calculations Cells (worksheet 1): J17 Worksheet 2: 4 Historic Population Cells (worksheet 2): D17 | Equals the average 2016-2025 estimated indoor demand divided by the average 2016-2025 total population served by the public water supply system, then divided by 365. | Gallons per person per day
15 Future Conservation Targets | Outdoor water demand per person: Historical average water demand | Worksheet 1: 8 Historic Summary Calculations Cells (worksheet 1): K17 Worksheet 2: 4 Historic Population Cells (worksheet 2): D17 | Equals the average 2016-2025 estimated outdoor demand divided by the average 2016-2025 total population served by the public water supply system, then divided by 365. | Gallons per person per day
15 Future Conservation Targets | Residential water demand per person: Historical average water demand | Worksheet: 8 Historic Summary Calculations Cells: D17 | Equal to residential per person water demand as calculated in worksheet 8 Historic Summary Calculations | Gallons per person per day
15 Future Conservation Targets | Non-residential water demand per person: Historical average water demand | Worksheet 1: Historic Pumping & Purchases Cells (worksheet 1): G17 Worksheet 2: 15 Future Conservation Targets Cell (worksheet 2): B14 | Equals the average 2016-2025 total water pumped, as well as any water purchased from any wholesale providers, minus the average 2015-2025 residential water demand. It is assumed that non-residential water demand includes all water pumped and purchased hat is not delivered to residential customers. | Gallons per person per day
15 Future Conservation Targets | Indoor water demand: Historical average water demand | Worksheet 1: 8 Historic Summary Calculations Cells (worksheet 1): J17 | Equals the average 2015-2025 estimated indoor water demand as calculated in worksheet 8 Historic Summary Calculations. | Gallons per year
15 Future Conservation Targets | Indoor water demand: Based on 2030, 2040, and 2050 water demand targets | Worksheet 1: 13 Future Population; Cells (worksheet 1): D4 (2030), D14 (2040), and D15 (2050) Worksheet 2: 15 Future Conservation Targets Cells (worksheet 2): C4 (2030), D4 (2040), E4 (2050) | For 2030, 2040, and 2050 values, this equals the projected population served by the public water supply system for those years, multiplied by the indoor water demand per person targets for those years. | Gallons per year
15 Future Conservation Targets | Outdoor water demand: Historical average water demand | Worksheet 1: 8 Historic Summary Calculations Cells (worksheet 1): K17 | Equals the average 2015-2025 estimated outdoor water demand as calculated in worksheet 8 Historic Summary Calculations. | Gallons per year
15 Future Conservation Targets | Outdoor water demand: Based on 2030, 2040, and 2050 water demand targets | Worksheet 1: 13 Future Population Cells (worksheet 1): D4 (2030), D14 (2040), and D15 (2050) Worksheet 3: 15 Future Conservation Targets Cells (worksheet 2): C5 (2030), D5 (2040), E5 (2050) | For 2030, 2040, and 2050 values, this equals the projected population served by the public water supply system for those years, multiplied by the outdoor water demand per person targets for those years. | Gallons per year
15 Future Conservation Targets | Total water demand (indoors+outdoor): Historical average water demand, and based on 2030, 2040, and 2050 water demand targets | Worksheet: 15 Future Conservation Targets; Cells: B10 and B11 (Historical average), C10 and C11 (2030), D10 and D11 (2040), and E10 and E11 (2050) | Equals indoor water demand plus outdoor water demand | Gallons per yer
15 Future Conservation Targets | Residential water demand: Historical average water demand | Worksheet: 7 Historic Deliveries Cells: C17 and D17 | Equals sum of 2016-2025 average total water delivered to residential water customers in your community and estimated total water delivered for residential purposes by commercial/institutional customers in your community | Gallons per year
15 Future Conservation Targets | Residential water demand: Based on 2030, 2040, and 2050 water demand targets | Worksheet 1: 13 Future Population Cells (worksheet 1): D4 (2030), D14 (2040), and D15 (2050) Worksheet 2: 15 Future Conservation Targets Cells (worksheet 2): C7 (2030), D7 (2040), E7 (2050) | For 2030, 2040, and 2050 values, this equals the projected population served by the public water supply system for those years, multiplied by the residential water demand per person targets for those years. | Gallons per year
15 Future Conservation Targets | Non-residential water demand: Historical average water demand | Worksheet 1: 7 Historic Deliveries Cell (worksheet 1): B17 Worksheet 2: 15 Future Conservation Targets Cell (worksheet 2): B14 | Equals sum of 2016-2025 average total water delivered minus historical average residential water demand | Gallons per year
15 Future Conservation Targets | Non-residential water demand: Based on 2030, 2040, and 2050 water demand targets | Worksheet 1: 13 Future Population Cells (worksheet 1): D4 (2030), D14 (2040), and D15 (2050) Worksheet 2: 15 Future Conservation Targets Cells (worksheet 2): C7 (2030), D7 (2040), E7 (2050) | For 2030, 2040, and 2050 values, this equals the projected population served by the public water supply system for those years, multiplied by the residential water demand per person targets for those years. | Gallons per year
15 Future Conservation Targets | Total water demand (residential+non-residential): Historical average water demand, and based on 2030, 2040, and 2050 water demand targets | Worksheet: 15 Future Conservation Targets; Cells: B14 and B15 (Historical average), C14 and C15 (2030), D14 and D15 (2040), and E14 and E15 (2050) | Equals residential water demand plus non-residetial water demand | Gallons per year
15 Future Conservation Targets | Calculated percent change in total water demand from baseline estimates (percent): Based on 2030, 2040, and 2050 water demand targets | Worksheet 1: 14 Future Demand - Baseline Cells (worksheet 1): B4 Worksheet 2: 15 Future Conservation Targets Cells (worksheet 2): C12 (2030), D12 (2040), and E12 (2050) | For 2030, 2040, and 2050 values, equals the difference between the projected total water demand, based on 2016-2025 average and 2030, 2040, and 2050 total water demand targets, divided by the projected total water demand, based on 2016-2025 average. | Percent
15 Future Conservation Targets | Calculated change in total water demand from baseline estimates: Based on 2030, 2040, and 2050 water demand targets |  |  | Gallons per year
16 Future Demand - Adjusted | Water Demand Projection - Total HIGH SCENARIO | Worksheet 1: 14 Future Demand - Baseline Cells (worksheet 1): Cells in column B Worksheet 2: 16 Future Demand - Adjusted Cells (worksheet 2): Cells in column B | For each projection year, equals the average day demand - total multiplied by a percent adjustment to increase projected water demand compared to baseline estimates, plus the baseline average water demand - total. | Gallons per day
16 Future Demand - Adjusted | Water Demand Projection - Total LOW SCENARIO | Worksheet 1: 14 Future Demand - Baseline Cells (worksheet 1): B4 Worksheet 2: 16 Future Demand - Adjusted; Cells (worksheet 2): C4 | For each projection year, equals the average day demand - total multiplied by a percent adjustment to decrease projected water demand compared to baseline estimates, plus the baseline average water demand - total. | Gallons per day
16 Future Demand - Adjusted | Water Demand Projection - Residential HIGH SCENARIO | Worksheet 1: 14 Future Demand - Baseline Cells (worksheet 1): C4 Worksheet 2: 16 Future Demand - Adjusted Cells (worksheet 2): B4 | For each projection year, equals the average day demand - residential multiplied by a percent adjustment to increase projected water demand compared to baseline estimates, plus the baseline average water demand - residential. | Gallons per day
16 Future Demand - Adjusted | Water Demand Projection - Residential LOW SCENARIO | Worksheet 1: 14 Future Demand - Baseline; Cells (worksheet 1): C4 Worksheet 2: 16 Future Demand - Adjusted Cells (worksheet 2): C4 | For each projection year, equals the average day demand - residential multiplied by a percent adjustment to decrease projected water demand compared to baseline estimates, plus the baseline average water demand - residential. | Gallons per day
16 Future Demand - Adjusted | Water Demand Projection - Maximum Day HIGH SCENARIO | Worksheet 1: 14 Future Demand - Baseline Cells (worksheet 1): E4 Worksheet 2: 16 Future Demand - Adjusted Cells (worksheet 2): B4 | For each projection year, equals the average maximum day water demand - total multiplied by a percent adjustment to increase increase projected water demand compared to baseline estimates, plus the maximum day water demand - total. | Gallons per day
16 Future Demand - Adjusted | Water Demand Projection - Maximum Day LOW SCENARIO | Worksheet 1: 14 Future Demand - Baseline Cells (worksheet 1): E4 Worksheet 2: 16 Future Demand - Adjusted Cells (worksheet 2): C4 | For each projection year, equals the average maximum day water demand - total multiplied by a percent adjustment to increase decrease projected water demand compared to baseline estimates, plus the maximum day water demand - total. | Gallons per day
17 Planned Treatment | Planned treatment design capacity, based on planned improvements | Worksheet 1: 9 Current Treatment Cells (worksheet 1): F4 Worksheet 2: 17 Planned Treatment Cells (worksheet 2): For each year, the values in column D | For each projection year, equals the current treatment design capacity plus the sum of the current and each previous years' change in treatment plant capacity. Change in treatment at wells is not considered in this calculation. | Gallons per day
19 Planned Sources | Change in source capacity | Worksheet: 19 Planned Sources Cells: For each year, use values in column E | Equals the product of the change in source capacity (gallons per minute) multiplied by 1,440 minutes per day | Gallons per day
19 Planned Sources | Planned source capacity, based on planned improvements | Worksheet 1: 12 Current Summary Calculations Cells (worksheet 1): B8 Worksheet 2: 17 Planned Sources Cells (worksheet 2): For each year, the values in column F | For each projection year, equals the total current/typical operating capacity of all active source installations plus the sum of the current and each previous years' change in source capacity. | Gallons per day
21 Capacity vs Demand Charts | Current total volume of water appropriation permit(s) | Worksheet: 11 Current Sources Cells: Values in columns N, G, E | Equals the sum of annual appropropriation permit limits for all active and emergency only pumping facilities (wells, intakes), divided by 365 days | Gallons per day
21 Capacity vs Demand Charts | Maximum Day Water Demand - BASELINE | Worksheet: 14 Future Demand - Baseline Cells: E4-E15 | Equals the values in rows 4-15 of column E in the 14 Future Demand - Baseline worksheet | Gallons per day
21 Capacity vs Demand Charts | Maximum Day Water Demand - LOW | Worksheet: 16 Future Demand - Adjusted Cells: J4-J15 | Equals the values in rows 4-15 of column J in the 16 Future Demand - Adjusted worksheet | Gallons per day
21 Capacity vs Demand Charts | Maximum Day Water Demand - HIGH | Worksheet: 16 Future Demand - Adjusted Cells: I4-I15 | Equals the values in rows 4-15 of column I in the 16 Future Demand - Adjusted worksheet | Gallons per day
21 Capacity vs Demand Charts | Current Total Source Capacity | Worksheet: 12 Current Summary Calculations Cells: B8 | Equals cell B8 in the 12 Summary Calculations worksheet | Gallons per day
21 Capacity vs Demand Charts | Current Firm Source Capacity | Worksheet: 12 Current Summary Calculations Cells: B9 | Equals cell B9 in the 12 Summary Calculations worksheet | Gallons per day
21 Capacity vs Demand Charts | Current Treatment Capacity | Worksheet: 12 Current Summary Calculations Cells: B11 | Equals cell B11 in the 12 Summary Calculations worksheet | Gallons per day
21 Capacity vs Demand Charts | Planned Total Source Capacity | Worksheet: 19 Planned Sources; Cells: F4-F15 | For each projection year, equals the corresponding values in rows 4-15 of column F in the 19 Planned Sources worksheet | Gallons per day
21 Capacity vs Demand Charts | Planned Treatment Capacity | Worksheet: 17 Planned Treatment; Cells: D4-D15 | For each projection year, equals the corresponding values in rows 4-15 of column D in the 17 Planned Treatment worksheet | Gallons per day

## Units_and_Conversions
UNITS & CONVERSIONS
To convert: | Multiply by: | To obtain:
Gallons per Minute (GPM) | 1440 | Gallons per Day (GPD)
| 0.00144 | Million Gallons Per Day (MGD)
| 1.9026e-06 | Million Gallons per Year (MGY)
| 0.13368 | Cubic Foot per Minute (CFM)
Gallons per Day (GPD) | 0.00069444 | Gallons per Minute (GPM)
| 1e-06 | Million Gallons Per Day (MGD)
| 0.000365 | Millon Gallons per Year (MGY)
| 9.2834e-05 | Cubic Foot per Minute (CFM)
Million Gallons Per Day (MGD) | 694.4444 | Gallons per Minute (GPM)
| 1000000 | Gallons per Day (GPD)
| 365000000 | Million Gallons per Year (MGY)
| 9.28 | Cubic Foot per Minute (CFM)
Millon Gallons per Year (MGY) | 1.9026 | Gallons per Minute (GPM)
| 2739.726 | Gallons per Day (GPD)
| 0.0027397 | Million Gallons Per Day (MGD)
| 0.25434 | Cubic Foot per Minute (CFM)
Cubic Feet per Minute (CFM) | 7.4805 | Gallons per Minute (GPM)
| 10777.5488 | Gallons per Day (GPD)
| 0.010778 | Million Gallons Per Day (MGD)
| 3.9317 | Million Gallons per Year (MGY)

## Dropdown_Lists
DROPDOWN LISTS
1 Retail Wholesale Agreements | 2 Meters - Customer Data_Customer Billing Category | 2 Meters - Customer Data_Type of Meter | 2 3 Meters_Did Recalibration Meet Standards | 3 Meters - Source Data_Type Installation or Facility | 3 Meters - Source Data_Type of Meter | 7 Historic Large Users_Use Category | 7 Historic Large Users_Agreements/Worked With This Customer | 9 Current Treatment_Type of Plant | 9 Current Treatment_Status | 10 Current Storage_Type | 10 Current Storage_Status | 11 Current Sources_Type | 11 Current Sources_Status | 11 Current Sources_Facility Purpose | 11 Current Sources_Pump to Treatment Plant | 17 18 19 20 Planned Infrastructure_ Improvement Type
Yes | Commercial | Not metered | Yes | Booster station | Not metered | Commercial | Yes | Treatment plant - Groundwater | Active | Elevated | Active | Aquifer | Active | Pumping (well/intake/interconnection) | Yes | Decommission
No | Commercial or institutional customer providing water for residential use | Compound | No - plans to calibrate or replace meters are described in the water supply plan form | Metered connection between distribution systems | Impeller | Commercial or institutional customer providing water for residential use | No | Treatment plant - Surface water | Inactive | Ground | Inactive | Surface water | Inactive | Contributes flow to a well or intake (reservoir, watershed) | No | Expansion/addition
| Industrial | Differential Pressure |  | Pressure reducing valve station | Electromagnetic | Industrial |  | Treatment at well (ex: chlorine, fluoride) | Emergency only | Other - described in notes | Emergency only | Interconnection | Emergency only | Unknown - described in notes |  | Repair/replacement/rehabilitation
| Institutional | Electromagnetic |  | Surface water intake | Turbine | Institutional |  | Other - described in notes |  |  |  | Other - described in notes |  |  |  | Both: Decommission + Expansion/addition
| Irrigation | Impeller |  | Water treatment plant filter backwash influent | Ultrasonic | Irrigation | [9 empty] | Both: Decommission + Repair/replacement/rehabilitation
| Municipal water use | Turbine |  | Water treatment plant outlet | Compound | Municipal water use | [9 empty] | Both: Expansion/addition + Repair/repacement/rehabilitation
| Residential | Ultrasonic |  | Water treatment plant intake | Differential Pressure | Residential | [9 empty] | All: Decommission + Expansion/addition + Repair/replacement/rehabilitation
| Wholesale | Other - described in notes |  | Well | Other - describe in notes | Wholesale | [9 empty] | No action planned
| Other - described in notes | Not known |  | Other - described in notes | Not known | Other - described in notes